## File Info
File Information
File Name | 2019 Ameren Illinois (AIC) Portfolio CPAS
Project | 7737.19
Author | Hannah Howard, Zach Ross, and Evan Tincknell (Opinion Dynamics)
Purpose | Cumulative persisting annual savings (CPAS) calculations and applicable annual incremental goal (AAIG) achievement for the AIC 2019 portfolio of energy efficiency programs
Date Created | 2019-12-01
Last Updated | 2020-04-30
Sheet Name | Description
File Info | This tab
Reference and Notes
Notes | Notes on CPAS items
Reference Values | Backup calculations to support AAIG, legacy CPAS, gas conversion cap, etc.; all values sourced from Modified Goals tab and 220 ILCS 5/8-103B
Modified Goals | AIC 2018-2021 Plan Appendix B (revised February 19, 2019) with modified goal information
Gas Conversion Notes | Brief summary on portfolio therms converted to kWh in 2019
Results
Portfolio AAIG | Assessment of 2019 AAIG achievement
Portfolio CPAS | 2019 portfolio-level CPAS calculations
Residential Program CPAS | 2019 Residential Program CPAS
Business Program CPAS | 2019 Business Program CPAS
Initiative-Level Results
RP | CPAS for the 2019 Retail Products Initiative
IQ (Rollup) | CPAS for the 2019 Income Qualified Initiative
IQ Conv. | CPAS resulting from 2019 Income Qualified Initiative gas conversion
PH | CPAS for the 2019 Public Housing Initiative
BM | CPAS for the 2019 Behavioral Modification Initiative
HVAC | CPAS for the 2019 HVAC Initiative
ARI | CPAS for the 2019 Appliance Recycling Initiative
MF | CPAS for the 2019 Multifamily Initiative
DD (Rollup) | CPAS for the 2019 Direct Distribution Initiative
Standard | CPAS for the 2019 Standard Initiative
Custom | CPAS for the 2019 Custom Initiative
Custom Conv. | CPAS resulting from 2019 Custom Initiative gas conversion
RCx | CPAS for the 2019 Retro-Commissioning Initiative
SL | CPAS for the 2019 Streetlighting Initiative
BOC | 2019 CPAS from Building Operator Certification
VO | 2019 CPAS from Voltage Optimization
Additional Detail
IQ (by Channel) | CPAS for the 2019 Income Qualified Initiative presented by channel
DD (by Channel) | CPAS for the 2019 Direct Distribution Initiative presented by channel
Custom (Project-Level) | CPAS for the 2019 Custom Initiative presented by project
RCx (Project-Level) | CPAS for the 2019 Retro-Commissioning Initiative presented by project
Report Tables
Portfolio | 2019 Portfolio CPAS in condensed form
Residential | 2019 Residential Program CPAS in condensed form
Business | 2019 Business Program CPAS in condensed form

## Notes
Topic | Note
Carryover savings | Carryover savings are presented in CPAS in the year which the product is installed. Products purchased in 2019 but installed in future years are therefore excluded from 2019 CPAS.
Dual baselines | Certain measures, such as screw-based lighting and early replacement HVAC measures, show variance in persisting savings at the point which the baseline changes.
Decaying savings | E.g. HER. This is presented in exactly the same way as the above; e.g., a decay of savings over time is shown in CPAS tables.
Measures without verified gross | E.g. HER, BOC, advanced thermostats. "Verified gross" savings for the purposes of WAML calculations are set equal to verified net.

## Reference Values
Baseline Values Required for Calculations
MWh
Deemed Average Weather Normalized Sales | 36900000
Adjusted for 10 MW Exempt Customers | 8989294
Adjusted Baseline Sales | 27910706
CPAS Goals
| 2017 | 2018 | 2019 | 2020 | 2021 | 2022 | 2023 | 2024 | 2025 | 2026 | 2027 | 2028 | 2029 | 2030
Unmodified CPAS Goals as % |  | 7.4% | 8.2% | 9% | 9.8% | 10.6% | 11.4% | 12.2% | 13% | 13.6% | 14.2% | 14.8% | 15.4% | 16%
Unmodified CPAS Goals as MWh |  | 2065392.244 | 2288677.892 | 2511962.54 | 2735249.188 | 2958534.836 | 3181820.484 | 3405106.132 | 3628391.78 | 3795856.016 | 3963320.252 | 4130784.488 | 4298248.724 | 4465712.96
Modified CPAS Goals as % |  | 7.083% | 7.736% | 8.352% | 9.11%
Modified CPAS Goals as MWh |  | 1976966 | 2159180 | 2331192 | 2542526
Applicable Annual Incremental Goal (AAIG)
| 2017 | 2018 | 2019 | 2020 | 2021 | 2022 | 2023 | 2024 | 2025 | 2026 | 2027 | 2028 | 2029 | 2030
Unmodified Applicable Annual Incremental Goal as MWh |  | 223285.648 | 223285.648 | 223285.648 | 223285.648 | 223285.648 | 223285.648 | 223285.648 | 223285.648 | 167464.236 | 167464.236 | 167464.236 | 167464.236 | 167464.236
Modified Applicable Annual Incremental Goal as MWh |  | 134859.404 | 182214 | 172012 | 211334
Deemed Legacy CPAS
| 2017 | 2018 | 2019 | 2020 | 2021 | 2022 | 2023 | 2024 | 2025 | 2026 | 2027 | 2028 | 2029 | 2030
Legacy CPAS as % | 6.6% | 5.8% | 5.2% | 4.5% | 4% | 3.5% | 3.1% | 2.8% | 2.5% | 2.3% | 2.1% | 1.8% | 1.7% | 1.5%
Legacy CPAS as MWh | 1842106.596 | 1618820.948 | 1451356.712 | 1255981.77 | 1116428.24 | 976874.71 | 865231.886 | 781499.768 | 697767.65 | 641946.238 | 586124.826 | 502392.708 | 474482.002 | 418660.59
Expiring Legacy CPAS as MWh |  | 223285.648 | 167464.236 | 195374.942 | 139553.53 | 139553.53 | 111642.824 | 83732.118 | 83732.118 | 55821.412 | 55821.412 | 83732.118 | 27910.706 | 55821.412
Expired Legacy CPAS as MWh |  | 223285.648 | 390749.884 | 586124.826 | 725678.356 | 865231.886 | 976874.71 | 1060606.828 | 1144338.946 | 1200160.358 | 1255981.77 | 1339713.888 | 1367624.594 | 1423446.006
Gas Savings Conversion Cap (10% of AAIG)
| 2017 | 2018 | 2019 | 2020 | 2021 | 2022 | 2023 | 2024 | 2025 | 2026 | 2027 | 2028 | 2029 | 2030
Unmodified Gas Savings Conversion Cap in MWh |  | 22328.5648 | 22328.5648 | 22328.5648 | 22328.5648 | 22328.5648 | 22328.5648 | 22328.5648 | 22328.5648 | 16746.4236 | 16746.4236 | 16746.4236 | 16746.4236 | 16746.4236
Modified Gas Savings Conversion Cap in MWh |  | 13485.9404 | 18221.4 | 17201.2 | 21133.4
Modified Gas Savings Conversion Cap in Therms |  | 460113.9679 | 621890.785 | 587071.6724 | 721276.4505
2018 Portfolio CPAS
| 2017 | 2018 | 2019 | 2020 | 2021 | 2022 | 2023 | 2024 | 2025 | 2026 | 2027 | 2028 | 2029 | 2030 | 2031 | 2032 | 2033 | 2034 | 2035 | 2036 | 2037 | 2038 | 2039 | 2040 | 2041 | 2042 | 2043
2018 Portfolio CPAS Achieved |  | 377775.425 | 370791.2887 | 367671.5255 | 310006.6629 | 307402.1636 | 303799.584 | 294061.7891 | 287495.9322 | 280866.2133 | 264184.3365 | 136354.4346 | 106013.2274 | 96964.8532 | 88311.254 | 68115.3938 | 16518.4761 | 14255.8186 | 12716.9945 | 9655.7016 | 9490.5321 | 5319.4603 | 5286.6769 | 5277.4783 | 5269.8986 | 5265.9638 | 0
Expiring 2018 Portfolio CPAS |  | 0 | 6984.1363 | 3119.7632 | 57664.8626 | 2604.4993 | 3602.5796 | 9737.7949 | 6565.8569 | 6629.7189 | 16681.8768 | 127829.9019 | 30341.2072 | 9048.3743 | 8653.5992 | 20195.8602 | 51596.9177 | 2262.6575 | 1538.824 | 3061.2929 | 165.1696 | 4171.0717 | 32.7835 | 9.1986 | 7.5797 | 3.9348 | 5265.9638
Expired 2018 Portfolio CPAS |  | 0 | 6984.1363 | 10103.8995 | 67768.7621 | 70373.2614 | 73975.841 | 83713.6359 | 90279.4928 | 96909.2117 | 113591.0885 | 241420.9904 | 271762.1975 | 280810.5718 | 289464.171 | 309660.0312 | 361256.9489 | 363519.6064 | 365058.4305 | 368119.7233 | 368284.8929 | 372455.9647 | 372488.7481 | 372497.9467 | 372505.5264 | 372509.4612 | 377775.425
Note on B5: [Threaded comment] Your version of Excel allows you to read this threaded comment; however, any edits to it will get removed if the file is opened in a newer version of Excel. Learn more: https://go.microsoft.com/fwlink/?linkid=870924 Comment: From AIC Appendix B (February 19, 2019)
Note on A8: [Threaded comment] Your version of Excel allows you to read this threaded comment; however, any edits to it will get removed if the file is opened in a newer version of Excel. Learn more: https://go.microsoft.com/fwlink/?linkid=870924 Comment: SB2814 Enrolled (Pages 187-188)
Note on E12: [Threaded comment] Your version of Excel allows you to read this threaded comment; however, any edits to it will get removed if the file is opened in a newer version of Excel. Learn more: https://go.microsoft.com/fwlink/?linkid=870924 Comment: Minor adjustment made by hand to correspond to AIC Appendix B (likely a rounding item)
Note on A16: [Threaded comment] Your version of Excel allows you to read this threaded comment; however, any edits to it will get removed if the file is opened in a newer version of Excel. Learn more: https://go.microsoft.com/fwlink/?linkid=870924 Comment: SB2814 Enrolled (Page 219)
Note on E19: [Threaded comment] Your version of Excel allows you to read this threaded comment; however, any edits to it will get removed if the file is opened in a newer version of Excel. Learn more: https://go.microsoft.com/fwlink/?linkid=870924 Comment: Minor adjustment made by hand to correspond to AIC Appendix B (likely a rounding item)
Note on F19: [Threaded comment] Your version of Excel allows you to read this threaded comment; however, any edits to it will get removed if the file is opened in a newer version of Excel. Learn more: https://go.microsoft.com/fwlink/?linkid=870924 Comment: Minor adjustment made by hand to correspond to AIC Appendix B (likely a rounding item)
Note on A22: [Threaded comment] Your version of Excel allows you to read this threaded comment; however, any edits to it will get removed if the file is opened in a newer version of Excel. Learn more: https://go.microsoft.com/fwlink/?linkid=870924 Comment: (SB2814 Enrolled Pages 185-187)
Note on A26: [Threaded comment] Your version of Excel allows you to read this threaded comment; however, any edits to it will get removed if the file is opened in a newer version of Excel. Learn more: https://go.microsoft.com/fwlink/?linkid=870924 Comment: Please note that while legacy CPAS as a % of usage is set by FEJA, legacy CPAS as MWh is directly connected to the adjusted baseline sales value which is Plan Period-specific. Therefore, deemed legacy CPAS in MWh are subject to adjustment beginning in 2022.
Note on A35: [Threaded comment] Your version of Excel allows you to read this threaded comment; however, any edits to it will get removed if the file is opened in a newer version of Excel. Learn more: https://go.microsoft.com/fwlink/?linkid=870924 Comment: E.g., maximum therms that may be converted.
Note on C35: [Threaded comment] Your version of Excel allows you to read this threaded comment; however, any edits to it will get removed if the file is opened in a newer version of Excel. Learn more: https://go.microsoft.com/fwlink/?linkid=870924 Comment: This value and formula are different than 2019. In 2018 we used a conversion value of 29.31, the source of which is unclear (also used by Navigant). Policy Manual 2.0 explicitly defines the conversion at 29.3 and therefore we use 29.3 in 2019 and beyond.

## Modified Goals
Most recent AIC electric savings goals are presented in Appendix B to AIC's Compliance Filing from February 19, 2019 in Docket 17-0311: https://icc.illinois.gov/downloads/public/edocket/492911.pdf
These goals are modified pursuant to 220 ILCS 5/8-103B(f) and (b-20).

## Gas Conversion Notes
2019 Gas Conversion Notes
Initiative | Therms Converted | MWh Equivalent
Income Qualified - Single Family | 447806.4532 | 13120.7291
Custom | 91597.6534 | 2683.8112
Total | 539404.1065 | 15804.5403
Conversion Cap | 621890.785 | 18221.4
% of Cap | 86.74% | 86.74%

## Portfolio AAIG
2019 Portfolio Applicable Annual Incremental Goal Achievement
Metric | MWh
2019 Annual Net Savings | 344447.2933
2019 Expiring CPAS from Legislation | 167464.236
2019 Expiring CPAS from 2018 Portfolio | 6984.1363
2019 Annual Incremental Savings Achieved | 169998.921
2019 AAIG | 182214
% of 2019 AAIG Achieved | 93.3%

## Portfolio CPAS
2019 Portfolio-Level CPAS
Initiative | Initiative-Level WAML | First-Year Verified Gross MWh | NTGR | CPAS - Verified Net MWh | [30 empty] | Lifetime Savings
|  |  |  | 2018 | 2019 | 2020 | 2021 | 2022 | 2023 | 2024 | 2025 | 2026 | 2027 | 2028 | 2029 | 2030 | 2031 | 2032 | 2033 | 2034 | 2035 | 2036 | 2037 | 2038 | 2039 | 2040 | 2041 | 2042 | 2043 | 2044 | 2045 | 2046 | 2047 | 2048
Retail Products | 9.1484 | 114126.6857 | 0.71649 |  | 81770.4185 | 81770.4185 | 49955.1352 | 49955.1352 | 46503.7345 | 23567.2931 | 23567.2931 | 18658.5408 | 18658.5408 | 18658.5408 | 6467.4345 | 23.7218 | 23.7218 | 23.7218 | 11.3391 | 11.3391 | 3.5259 | 0.18498 | 0.18498 | 0.18498 | 0.18498 | 0.18498 | 0 | 0 | 0 | 0 | 0 | 0 | 0 | 0 | 419630.7797
IQ - CAA | 14.942 | 814.9419 | 1 |  | 814.9419 | 814.9419 | 554.911 | 554.911 | 554.911 | 554.911 | 554.911 | 552.7789 | 552.7789 | 552.7789 | 436.1278 | 414.775 | 414.775 | 414.775 | 414.775 | 414.775 | 414.775 | 414.775 | 414.775 | 370.9663 | 0 | 0 | 0 | 0 | 0 | 0 | 0 | 0 | 0 | 0 | 10188.0695
IQ - SF | 14.6767 | 9332.499 | 1 |  | 9332.499 | 9332.499 | 7808.5111 | 7808.5111 | 7808.5111 | 7304.9591 | 5645.6246 | 5271.8829 | 5271.8829 | 5271.8829 | 4391.5843 | 3818.829 | 3818.829 | 3818.829 | 3818.829 | 3148.3459 | 2401.0608 | 2401.0608 | 2008.0522 | 1608.4934 | 0 | 0 | 0 | 0 | 0 | 0 | 0 | 0 | 0 | 0 | 102090.677
IQ - MF | 10.7315 | 1629.973 | 1 |  | 1629.973 | 1629.973 | 1459.7833 | 1459.7833 | 1459.7833 | 1302.7496 | 1296.1547 | 1199.229 | 1198.7671 | 1198.4548 | 962.0454 | 126.9004 | 126.9004 | 126.9004 | 126.9004 | 0 | 0 | 0 | 0 | 0 | 0 | 0 | 0 | 0 | 0 | 0 | 0 | 0 | 0 | 0 | 15304.2979
IQ - Smart Savers | 11 | 2824.2426 | 1 |  | 2824.2426 | 2824.2426 | 2824.2426 | 2824.2426 | 2824.2426 | 2824.2426 | 2824.2426 | 2824.2426 | 2824.2426 | 2824.2426 | 2824.2426 | 0 | 0 | 0 | 0 | 0 | 0 | 0 | 0 | 0 | 0 | 0 | 0 | 0 | 0 | 0 | 0 | 0 | 0 | 0 | 31066.6681
IQ - SF (gas conversion) | 18.4731 | 13120.7291 | 1 |  | 13120.7291 | 13120.7291 | 13120.7291 | 13120.7291 | 13120.7291 | 13120.7291 | 9477.4842 | 9477.4842 | 9439.1778 | 9439.1778 | 8912.4694 | 6996.6861 | 6996.6861 | 6996.6861 | 6996.6861 | 6953.4924 | 6953.4924 | 6953.4924 | 6953.4924 | 7186.5868 | 33.8188 | 33.8188 | 33.8188 | 33.8188 | 33.8188 | 0 | 0 | 0 | 0 | 0 | 188626.5625
Public Housing | 10.4085 | 1161.7834 | 1 |  | 1161.7834 | 1161.7834 | 768.1403 | 768.1403 | 768.1403 | 671.6148 | 671.6148 | 576.8074 | 551.0324 | 533.607 | 140.9509 | 91.669 | 92.5236 | 92.5236 | 92.5236 | 92.5236 | 92.5236 | 92.5236 | 92.5236 | 92.5236 | 0 | 0 | 0 | 0 | 0 | 0 | 0 | 0 | 0 | 0 | 8605.4726
Behavior Modification | 5 | 1060.9634 | 1 |  | 1060.9634 | 783.3305 | 484.1746 | 256.522 | 114.5536 | 0 | 0 | 0 | 0 | 0 | 0 | 0 | 0 | 0 | 0 | 0 | 0 | 0 | 0 | 0 | 0 | 0 | 0 | 0 | 0 | 0 | 0 | 0 | 0 | 0 | 2699.544
HVAC | 16.481 | 9129.8455 | 0.75472 |  | 6890.4831 | 6890.4831 | 6890.4831 | 6890.4831 | 6890.4831 | 6890.4831 | 4443.0547 | 4443.0547 | 4443.0547 | 4443.0547 | 4443.0728 | 3953.5872 | 3953.5872 | 3953.5872 | 3953.5872 | 2078.4674 | 1186.8988 | 1186.8988 | 0 | 0 | 0 | 0 | 0 | 0 | 0 | 0 | 0 | 0 | 0 | 0 | 83824.8042
Appliance Recycling | 6.5 | 5146.7659 | 0.54128 |  | 2785.8607 | 2785.8607 | 2785.8607 | 2785.8607 | 2785.8607 | 2785.8607 | 2785.8607 | 1392.9303 | 0 | 0 | 0 | 0 | 0 | 0 | 0 | 0 | 0 | 0 | 0 | 0 | 0 | 0 | 0 | 0 | 0 | 0 | 0 | 0 | 0 | 0 | 20893.9552
Multifamily | 10.3091 | 1424.1223 | 0.92073 |  | 1311.2311 | 1311.2311 | 1141.1984 | 1141.1984 | 1141.1984 | 1058.9123 | 1058.9123 | 1014.728 | 984.4147 | 963.9212 | 884.5401 | 3.1315 | 0.034201 | 0.034201 | 0.034201 | 0 | 0 | 0 | 0 | 0 | 0 | 0 | 0 | 0 | 0 | 0 | 0 | 0 | 0 | 0 | 12014.72
DD - School Kits | 8.7889 | 2013.7878 | 0.93055 |  | 1873.9268 | 1873.9268 | 1340.1044 | 1340.1044 | 1340.1044 | 1340.1044 | 1340.1044 | 806.0844 | 806.0844 | 525.2195 | 0 | 0 | 0 | 0 | 0 | 0 | 0 | 0 | 0 | 0 | 0 | 0 | 0 | 0 | 0 | 0 | 0 | 0 | 0 | 0 | 12585.7635
DD - Appliance Recycling Kits | 8.9041 | 120.1721 | 1 |  | 120.1721 | 120.1721 | 84.842 | 84.842 | 84.842 | 84.842 | 84.842 | 47.6013 | 47.6013 | 33.099 | 0 | 0 | 0 | 0 | 0 | 0 | 0 | 0 | 0 | 0 | 0 | 0 | 0 | 0 | 0 | 0 | 0 | 0 | 0 | 0 | 792.8556
DD - Community Kits | 9.0887 | 980.2225 | 1 |  | 980.2225 | 980.2225 | 641.9988 | 641.3419 | 641.3419 | 641.3419 | 641.3419 | 356.6355 | 356.0416 | 356.0416 | 0.4393 | 0.4393 | 0.4393 | 0.4393 | 0.4393 | 0.4393 | 0.4393 | 0.4393 | 0.4393 | 0.4393 | 0 | 0 | 0 | 0 | 0 | 0 | 0 | 0 | 0 | 0 | 6240.9233
Residential NPSO | 9.5197 | 4119.9673 | N/A |  | 2966.4794 | 3067.7774 | 2025.4932 | 2018.4156 | 1907.0212 | 1185.0214 | 1108.9467 | 882.6191 | 838.4658 | 828.6644 | 409.0035 | 140.1992 | 140.1032 | 140.1032 | 139.7193 | 77.6556 | 49.7748 | 49.6712 | 12.8774 | 11.5193 | 0.0057343 | 0.0057343 | 0 | 0 | 0 | 0 | 0 | 0 | 0 | 0 | 17999.5425
Standard | 13.299 | 199497.1906 | 0.86603 |  | 172770.8757 | 172740.8658 | 171413.0308 | 168629.5433 | 165691.2308 | 162381.6271 | 160569.0379 | 159153.9649 | 156651.517 | 154781.7324 | 151446.0734 | 122622.9856 | 85659.203 | 80712.7096 | 69991.455 | 802.0259 | 433.1224 | 385.3802 | 384.8025 | 384.8025 | 382.2396 | 382.2396 | 382.2396 | 0 | 0 | 0 | 0 | 0 | 0 | 0 | 2158752.705
Custom | 14.7875 | 27582.599 | 0.822 |  | 22672.8964 | 22672.8964 | 22617.6076 | 22516.5058 | 22485.9503 | 22485.9503 | 22200.9699 | 22136.1997 | 22009.9529 | 21831.8627 | 21646.2023 | 19644.2476 | 17870.1065 | 14386.7884 | 12199.46 | 8078.3942 | 4763.613 | 3303.6753 | 1714.0754 | 1714.0754 | 1711.7162 | 1676.1146 | 1249.4661 | 885.3211 | 699.4388 | 52.6657 | 49.0455 | 0 | 0 | 0 | 335275.1982
Custom (gas conversion) | 14.386 | 2858.1589 | 0.939 |  | 2683.8112 | 2683.8112 | 2683.8112 | 2683.8112 | 2683.8112 | 2683.8112 | 2683.8112 | 2683.8112 | 2683.8112 | 2683.8112 | 2683.8112 | 2683.8112 | 2586.2736 | 2415.7579 | 1401.4909 | 0 | 0 | 0 | 0 | 0 | 0 | 0 | 0 | 0 | 0 | 0 | 0 | 0 | 0 | 0 | 38609.2573
Retro-Commissioning | 5.3258 | 4680.0177 | 0.89 |  | 4165.2157 | 4158.6432 | 3946.1314 | 3908.7276 | 3783.5063 | 888.4274 | 888.4274 | 444.2137 | 0 | 0 | 0 | 0 | 0 | 0 | 0 | 0 | 0 | 0 | 0 | 0 | 0 | 0 | 0 | 0 | 0 | 0 | 0 | 0 | 0 | 0 | 22183.2928
Streetlighting | 12 | 4013.8687 | 1 |  | 4013.8687 | 4013.8687 | 4013.8687 | 4013.8687 | 3323.9085 | 3323.9085 | 3323.9085 | 3323.9085 | 3323.9085 | 3323.9085 | 3323.9085 | 3323.9085 | 0 | 0 | 0 | 0 | 0 | 0 | 0 | 0 | 0 | 0 | 0 | 0 | 0 | 0 | 0 | 0 | 0 | 0 | 42646.743
Building Operator Certification | 14.8712 | 322.1043 | N/A |  | 322.1043 | 322.1043 | 322.1043 | 317.7625 | 317.7625 | 314.6923 | 314.6923 | 314.6923 | 304.3199 | 304.3199 | 304.0171 | 302.5677 | 302.5677 | 302.5677 | 280.9192 | 1.2281 | 0 | 0 | 0 | 0 | 0 | 0 | 0 | 0 | 0 | 0 | 0 | 0 | 0 | 0 | 4648.422
Voltage Optimization | 15 | 9174.5946 | N/A |  | 9174.5946 | 9174.5946 | 9174.5946 | 9174.5946 | 9174.5946 | 9174.5946 | 9174.5946 | 9174.5946 | 9174.5946 | 9174.5946 | 9174.5946 | 9174.5946 | 9174.5946 | 9174.5946 | 9174.5946 | 0 | 0 | 0 | 0 | 0 | 0 | 0 | 0 | 0 | 0 | 0 | 0 | 0 | 0 | 0 | 137618.9194
2019 Portfolio CPAS |  | 415135.2353 | 0.82972 |  | 344447.2933 | 344234.376 | 306056.7563 | 302895.0344 | 295406.2213 | 264586.0766 | 254655.8295 | 244736.0041 | 240120.1891 | 237728.9147 | 218450.5176 | 173322.0537 | 131160.3451 | 122560.0179 | 108602.7529 | 21658.6866 | 16299.2258 | 14788.1015 | 11581.2227 | 11369.5917 | 2127.9654 | 2092.3638 | 1665.5246 | 919.1399 | 733.2576 | 52.6657 | 49.0455 | 0 | 0 | 0 | 3672299.1732
Expiring 2019 Portfolio CPAS |  |  |  |  | 0 | 212.9173 | 38177.6197 | 3161.7219 | 7488.8131 | 30820.1448 | 9930.2471 | 9919.8254 | 4615.815 | 2391.2744 | 19278.3971 | 45128.4639 | 42161.7085 | 8600.3273 | 13957.265 | 86944.0663 | 5359.4607 | 1511.1243 | 3206.8788 | 211.6311 | 9241.6263 | 35.6016 | 426.8392 | 746.3847 | 185.8823 | 680.592 | 3.6202 | 49.0455 | 0 | 0
Expired 2019 Portfolio CPAS |  |  |  |  | 0 | 212.9173 | 38390.537 | 41552.2589 | 49041.072 | 79861.2167 | 89791.4638 | 99711.2892 | 104327.1042 | 106718.3786 | 125996.7757 | 171125.2396 | 213286.9482 | 221887.2755 | 235844.5404 | 322788.6067 | 328148.0675 | 329659.1918 | 332866.0706 | 333077.7016 | 342319.3279 | 342354.9295 | 342781.7687 | 343528.1534 | 343714.0357 | 344394.6276 | 344398.2478 | 344447.2933 | 344447.2933 | 344447.2933
2019 Portfolio WAML | 12.2482
Legacy CPAS |  |  |  | CPAS - Verified Net MWh 2018: 1618820.948; CPAS - Verified Net MWh 2019: 1451356.712; CPAS - Verified Net MWh 2020: 1255981.77; CPAS - Verified Net MWh 2021: 1116428.24; CPAS - Verified Net MWh 2022: 976874.71; CPAS - Verified Net MWh 2023: 865231.886; CPAS - Verified Net MWh 2024: 781499.768; CPAS - Verified Net MWh 2025: 697767.65; CPAS - Verified Net MWh 2026: 641946.238; CPAS - Verified Net MWh 2027: 586124.826; CPAS - Verified Net MWh 2028: 502392.708; CPAS - Verified Net MWh 2029: 474482.002; CPAS - Verified Net MWh 2030: 418660.59
Expiring Legacy CPAS |  |  |  | CPAS - Verified Net MWh 2018: 223285.648; CPAS - Verified Net MWh 2019: 167464.236; CPAS - Verified Net MWh 2020: 195374.942; CPAS - Verified Net MWh 2021: 139553.53; CPAS - Verified Net MWh 2022: 139553.53; CPAS - Verified Net MWh 2023: 111642.824; CPAS - Verified Net MWh 2024: 83732.118; CPAS - Verified Net MWh 2025: 83732.118; CPAS - Verified Net MWh 2026: 55821.412; CPAS - Verified Net MWh 2027: 55821.412; CPAS - Verified Net MWh 2028: 83732.118; CPAS - Verified Net MWh 2029: 27910.706; CPAS - Verified Net MWh 2030: 55821.412
Expired Legacy CPAS |  |  |  | CPAS - Verified Net MWh 2018: 223285.648; CPAS - Verified Net MWh 2019: 390749.884; CPAS - Verified Net MWh 2020: 586124.826; CPAS - Verified Net MWh 2021: 725678.356; CPAS - Verified Net MWh 2022: 865231.886; CPAS - Verified Net MWh 2023: 976874.71; CPAS - Verified Net MWh 2024: 1060606.828; CPAS - Verified Net MWh 2025: 1144338.946; CPAS - Verified Net MWh 2026: 1200160.358; CPAS - Verified Net MWh 2027: 1255981.77; CPAS - Verified Net MWh 2028: 1339713.888; CPAS - Verified Net MWh 2029: 1367624.594; CPAS - Verified Net MWh 2030: 1423446.006
2018 Portfolio CPAS |  |  |  | 377775.425 | 370791.2887 | 367671.5255 | 310006.6629 | 307402.1636 | 303799.584 | 294061.7891 | 287495.9322 | 280866.2133 | 264184.3365 | 136354.4346 | 106013.2274 | 96964.8532 | 88311.254 | 68115.3938 | 16518.4761 | 14255.8186 | 12716.9945 | 9655.7016 | 9490.5321 | 5319.4603 | 5286.6769 | 5277.4783 | 5269.8986 | 5265.9638 | 0 | 0 | 0 | 0 | 0 | 0
Expiring 2018 Portfolio CPAS |  |  |  | 0 | 6984.1363 | 3119.7632 | 57664.8626 | 2604.4993 | 3602.5796 | 9737.7949 | 6565.8569 | 6629.7189 | 16681.8768 | 127829.9019 | 30341.2072 | 9048.3743 | 8653.5992 | 20195.8602 | 51596.9177 | 2262.6575 | 1538.824 | 3061.2929 | 165.1696 | 4171.0717 | 32.7835 | 9.1986 | 7.5797 | 3.9348 | 5265.9638 | 0 | 0 | 0 | 0 | 0
Expired 2018 Portfolio CPAS |  |  |  | 0 | 6984.1363 | 10103.8995 | 67768.7621 | 70373.2614 | 73975.841 | 83713.6359 | 90279.4928 | 96909.2117 | 113591.0885 | 241420.9904 | 271762.1975 | 280810.5718 | 289464.171 | 309660.0312 | 361256.9489 | 363519.6064 | 365058.4305 | 368119.7233 | 368284.8929 | 372455.9647 | 372488.7481 | 372497.9467 | 372505.5264 | 372509.4612 | 377775.425 | 0 | 0 | 0 | 0 | 0
Total CPAS Achieved |  |  |  | 1996596.373 | 2166595.294 | 1967887.6715 | 1732491.6592 | 1587171.908 | 1464437.6914 | 1340147.6337 | 1239919.4117 | 1167548.4554 | 1090429.3516 | 876476.0573 | 798945.747 | 688947.4968 | 219471.5991 | 190675.4116 | 125121.229 | 35914.5051 | 29016.2204 | 24443.8032 | 21071.7548 | 16689.052 | 7414.6422 | 7369.8421 | 6935.4231 | 6185.1037 | 733.2576 | 52.6657 | 49.0455 | 0 | 0 | 0
Modified CPAS Goals |  |  |  | CPAS - Verified Net MWh 2018: 1976966; CPAS - Verified Net MWh 2019: 2159180; CPAS - Verified Net MWh 2020: 2331192; CPAS - Verified Net MWh 2021: 2542526
Note on I32: [Threaded comment] Your version of Excel allows you to read this threaded comment; however, any edits to it will get removed if the file is opened in a newer version of Excel. Learn more: https://go.microsoft.com/fwlink/?linkid=870924 Comment: Deemed legacy CPAS are subject to adjustment beginning in 2022.
Note on I33: [Threaded comment] Your version of Excel allows you to read this threaded comment; however, any edits to it will get removed if the file is opened in a newer version of Excel. Learn more: https://go.microsoft.com/fwlink/?linkid=870924 Comment: Deemed legacy CPAS are subject to adjustment beginning in 2022.
Note on I34: [Threaded comment] Your version of Excel allows you to read this threaded comment; however, any edits to it will get removed if the file is opened in a newer version of Excel. Learn more: https://go.microsoft.com/fwlink/?linkid=870924 Comment: Deemed legacy CPAS are subject to adjustment beginning in 2022.
Note on I40: [Threaded comment] Your version of Excel allows you to read this threaded comment; however, any edits to it will get removed if the file is opened in a newer version of Excel. Learn more: https://go.microsoft.com/fwlink/?linkid=870924 Comment: Deemed legacy CPAS are subject to adjustment beginning in 2022.

## Residential Program CPAS
2019 Residential Program CPAS
Initiative | Initiative-Level WAML | First-Year Verified Gross MWh | NTGR | CPAS - Verified Net MWh | [30 empty] | Lifetime Savings
|  |  |  | 2018 | 2019 | 2020 | 2021 | 2022 | 2023 | 2024 | 2025 | 2026 | 2027 | 2028 | 2029 | 2030 | 2031 | 2032 | 2033 | 2034 | 2035 | 2036 | 2037 | 2038 | 2039 | 2040 | 2041 | 2042 | 2043 | 2044 | 2045 | 2046 | 2047 | 2048
Retail Products | 9.1484 | 114126.6857 | 0.71649 |  | 81770.4185 | 81770.4185 | 49955.1352 | 49955.1352 | 46503.7345 | 23567.2931 | 23567.2931 | 18658.5408 | 18658.5408 | 18658.5408 | 6467.4345 | 23.7218 | 23.7218 | 23.7218 | 11.3391 | 11.3391 | 3.5259 | 0.18498 | 0.18498 | 0.18498 | 0.18498 | 0.18498 | 0 | 0 | 0 | 0 | 0 | 0 | 0 | 0 | 419630.7797
IQ - CAA | 14.942 | 814.9419 | 1 |  | 814.9419 | 814.9419 | 554.911 | 554.911 | 554.911 | 554.911 | 554.911 | 552.7789 | 552.7789 | 552.7789 | 436.1278 | 414.775 | 414.775 | 414.775 | 414.775 | 414.775 | 414.775 | 414.775 | 414.775 | 370.9663 | 0 | 0 | 0 | 0 | 0 | 0 | 0 | 0 | 0 | 0 | 10188.0695
IQ - SF | 14.6767 | 9332.499 | 1 |  | 9332.499 | 9332.499 | 7808.5111 | 7808.5111 | 7808.5111 | 7304.9591 | 5645.6246 | 5271.8829 | 5271.8829 | 5271.8829 | 4391.5843 | 3818.829 | 3818.829 | 3818.829 | 3818.829 | 3148.3459 | 2401.0608 | 2401.0608 | 2008.0522 | 1608.4934 | 0 | 0 | 0 | 0 | 0 | 0 | 0 | 0 | 0 | 0 | 102090.677
IQ - MF | 10.7315 | 1629.973 | 1 |  | 1629.973 | 1629.973 | 1459.7833 | 1459.7833 | 1459.7833 | 1302.7496 | 1296.1547 | 1199.229 | 1198.7671 | 1198.4548 | 962.0454 | 126.9004 | 126.9004 | 126.9004 | 126.9004 | 0 | 0 | 0 | 0 | 0 | 0 | 0 | 0 | 0 | 0 | 0 | 0 | 0 | 0 | 0 | 15304.2979
IQ - Smart Savers | 11 | 2824.2426 | 1 |  | 2824.2426 | 2824.2426 | 2824.2426 | 2824.2426 | 2824.2426 | 2824.2426 | 2824.2426 | 2824.2426 | 2824.2426 | 2824.2426 | 2824.2426 | 0 | 0 | 0 | 0 | 0 | 0 | 0 | 0 | 0 | 0 | 0 | 0 | 0 | 0 | 0 | 0 | 0 | 0 | 0 | 31066.6681
IQ - SF (gas conversion) | 18.4731 | 13120.7291 | 1 |  | 13120.7291 | 13120.7291 | 13120.7291 | 13120.7291 | 13120.7291 | 13120.7291 | 9477.4842 | 9477.4842 | 9439.1778 | 9439.1778 | 8912.4694 | 6996.6861 | 6996.6861 | 6996.6861 | 6996.6861 | 6953.4924 | 6953.4924 | 6953.4924 | 6953.4924 | 7186.5868 | 33.8188 | 33.8188 | 33.8188 | 33.8188 | 33.8188 | 0 | 0 | 0 | 0 | 0 | 188626.5625
Public Housing | 10.4085 | 1161.7834 | 1 |  | 1161.7834 | 1161.7834 | 768.1403 | 768.1403 | 768.1403 | 671.6148 | 671.6148 | 576.8074 | 551.0324 | 533.607 | 140.9509 | 91.669 | 92.5236 | 92.5236 | 92.5236 | 92.5236 | 92.5236 | 92.5236 | 92.5236 | 92.5236 | 0 | 0 | 0 | 0 | 0 | 0 | 0 | 0 | 0 | 0 | 8605.4726
Behavior Modification | 5 | 1060.9634 | 1 |  | 1060.9634 | 783.3305 | 484.1746 | 256.522 | 114.5536 | 0 | 0 | 0 | 0 | 0 | 0 | 0 | 0 | 0 | 0 | 0 | 0 | 0 | 0 | 0 | 0 | 0 | 0 | 0 | 0 | 0 | 0 | 0 | 0 | 0 | 2699.544
HVAC | 16.481 | 9129.8455 | 0.75472 |  | 6890.4831 | 6890.4831 | 6890.4831 | 6890.4831 | 6890.4831 | 6890.4831 | 4443.0547 | 4443.0547 | 4443.0547 | 4443.0547 | 4443.0728 | 3953.5872 | 3953.5872 | 3953.5872 | 3953.5872 | 2078.4674 | 1186.8988 | 1186.8988 | 0 | 0 | 0 | 0 | 0 | 0 | 0 | 0 | 0 | 0 | 0 | 0 | 83824.8042
Appliance Recycling | 6.5 | 5146.7659 | 0.54128 |  | 2785.8607 | 2785.8607 | 2785.8607 | 2785.8607 | 2785.8607 | 2785.8607 | 2785.8607 | 1392.9303 | 0 | 0 | 0 | 0 | 0 | 0 | 0 | 0 | 0 | 0 | 0 | 0 | 0 | 0 | 0 | 0 | 0 | 0 | 0 | 0 | 0 | 0 | 20893.9552
Multifamily | 10.3091 | 1424.1223 | 0.92073 |  | 1311.2311 | 1311.2311 | 1141.1984 | 1141.1984 | 1141.1984 | 1058.9123 | 1058.9123 | 1014.728 | 984.4147 | 963.9212 | 884.5401 | 3.1315 | 0.034201 | 0.034201 | 0.034201 | 0 | 0 | 0 | 0 | 0 | 0 | 0 | 0 | 0 | 0 | 0 | 0 | 0 | 0 | 0 | 12014.72
DD - School Kits | 8.7889 | 2013.7878 | 0.93055 |  | 1873.9268 | 1873.9268 | 1340.1044 | 1340.1044 | 1340.1044 | 1340.1044 | 1340.1044 | 806.0844 | 806.0844 | 525.2195 | 0 | 0 | 0 | 0 | 0 | 0 | 0 | 0 | 0 | 0 | 0 | 0 | 0 | 0 | 0 | 0 | 0 | 0 | 0 | 0 | 12585.7635
DD - Appliance Recycling Kits | 8.9041 | 120.1721 | 1 |  | 120.1721 | 120.1721 | 84.842 | 84.842 | 84.842 | 84.842 | 84.842 | 47.6013 | 47.6013 | 33.099 | 0 | 0 | 0 | 0 | 0 | 0 | 0 | 0 | 0 | 0 | 0 | 0 | 0 | 0 | 0 | 0 | 0 | 0 | 0 | 0 | 792.8556
DD - Community Kits | 9.0887 | 980.2225 | 1 |  | 980.2225 | 980.2225 | 641.9988 | 641.3419 | 641.3419 | 641.3419 | 641.3419 | 356.6355 | 356.0416 | 356.0416 | 0.4393 | 0.4393 | 0.4393 | 0.4393 | 0.4393 | 0.4393 | 0.4393 | 0.4393 | 0.4393 | 0.4393 | 0 | 0 | 0 | 0 | 0 | 0 | 0 | 0 | 0 | 0 | 6240.9233
Residential NPSO | 9.5197 | 4119.9673 | N/A |  | 2966.4794 | 3067.7774 | 2025.4932 | 2018.4156 | 1907.0212 | 1185.0214 | 1108.9467 | 882.6191 | 838.4658 | 828.6644 | 409.0035 | 140.1992 | 140.1032 | 140.1032 | 139.7193 | 77.6556 | 49.7748 | 49.6712 | 12.8774 | 11.5193 | 0.0057343 | 0.0057343 | 0 | 0 | 0 | 0 | 0 | 0 | 0 | 0 | 17999.5425
2019 Portfolio CPAS |  | 167006.7014 | 0.77029 |  | 128643.9265 | 128467.5916 | 91885.6076 | 91650.2205 | 87945.457 | 63333.0651 | 55500.3877 | 47504.6191 | 45972.0849 | 45628.6853 | 29871.9103 | 15569.9384 | 15567.5997 | 15567.5997 | 15554.8332 | 12777.0383 | 11102.4905 | 11099.046 | 9482.3448 | 9270.7137 | 34.0096 | 34.0096 | 33.8188 | 33.8188 | 33.8188 | 0 | 0 | 0 | 0 | 0 | 932564.6356
Expiring 2019 Portfolio CPAS |  |  |  |  | 0 | 176.3349 | 36581.984 | 235.3871 | 3704.7635 | 24612.3919 | 7832.6774 | 7995.7686 | 1532.5342 | 343.3997 | 15756.775 | 14301.9719 | 2.3387 | 0 | 12.7665 | 2777.7948 | 1674.5479 | 3.4445 | 1616.7012 | 211.6311 | 9236.7042 | 0 | 0.19071 | 0 | 0 | 33.8188 | 0 | 0 | 0 | 0
Expired 2019 Portfolio CPAS |  |  |  |  | 0 | 176.3349 | 36758.3189 | 36993.706 | 40698.4695 | 65310.8614 | 73143.5388 | 81139.3074 | 82671.8416 | 83015.2413 | 98772.0162 | 113073.9881 | 113076.3269 | 113076.3269 | 113089.0934 | 115866.8882 | 117541.436 | 117544.8805 | 119161.5818 | 119373.2128 | 128609.917 | 128609.917 | 128610.1077 | 128610.1077 | 128610.1077 | 128643.9265 | 128643.9265 | 128643.9265 | 128643.9265 | 128643.9265
WAML | 10.5808
Initiative | Initiative-Level WAML | First-Year Verified Gross MWh | NTGR | CPAS - Verified Net MWh 2018: CPAS - Verified Net MWh
|  |  |  | 2033 | 2034 | 2035 | 2036 | 2037 | 2038 | 2039 | 2040 | 2041 | 2042 | 2043 | 2044 | 2045 | 2046 | 2047
Retail Products | 9.1484 | 114126.6857 | 0.71649 | 11.3391 | 11.3391 | 3.5259 | 0.18498 | 0.18498 | 0.18498 | 0.18498 | 0.18498 | 0 | 0 | 0 | 0 | 0 | 0 | 0
IQ - SF | 14.6767 | 9332.499 | 1 | 3818.829 | 3148.3459 | 2401.0608 | 2401.0608 | 2008.0522 | 1608.4934 | 0 | 0 | 0 | 0 | 0 | 0 | 0 | 0 | 0
IQ - SF (gas conversion) | 18.4731 | 13120.7291 | 1 | 6996.6861 | 6953.4924 | 6953.4924 | 6953.4924 | 6953.4924 | 7186.5868 | 33.8188 | 33.8188 | 33.8188 | 33.8188 | 33.8188 | 0 | 0 | 0 | 0
Public Housing | 10.4085 | 1161.7834 | 1 | 92.5236 | 92.5236 | 92.5236 | 92.5236 | 92.5236 | 92.5236 | 0 | 0 | 0 | 0 | 0 | 0 | 0 | 0 | 0
Behavior Modification | 5 | 1060.9634 | 1 | 0 | 0 | 0 | 0 | 0 | 0 | 0 | 0 | 0 | 0 | 0 | 0 | 0 | 0 | 0
HVAC | 16.481 | 9129.8455 | 0.75472 | 3953.5872 | 2078.4674 | 1186.8988 | 1186.8988 | 0 | 0 | 0 | 0 | 0 | 0 | 0 | 0 | 0 | 0 | 0
Appliance Recycling | 6.5 | 5146.7659 | 0.54128 | 0 | 0 | 0 | 0 | 0 | 0 | 0 | 0 | 0 | 0 | 0 | 0 | 0 | 0 | 0
Multifamily | 10.3091 | 1424.1223 | 0.92073 | 0.034201 | 0 | 0 | 0 | 0 | 0 | 0 | 0 | 0 | 0 | 0 | 0 | 0 | 0 | 0
DD - Community Kits | 9.0887 | 980.2225 | 1 | 0.4393 | 0.4393 | 0.4393 | 0.4393 | 0.4393 | 0.4393 | 0 | 0 | 0 | 0 | 0 | 0 | 0 | 0 | 0
IQ - Smart Savers | 11 | 2824.2426 | 1 | 0 | 0 | 0 | 0 | 0 | 0 | 0 | 0 | 0 | 0 | 0 | 0 | 0 | 0 | 0
Residential NPSO | 9.5197 | 4119.9673 | N/A | 139.7193 | 77.6556 | 49.7748 | 49.6712 | 12.8774 | 11.5193 | 0.0057343 | 0.0057343 | 0 | 0 | 0 | 0 | 0 | 0 | 0
2019 Portfolio CPAS |  | 167006.7014 | 0.77029 | 15554.8332 | 12777.0383 | 11102.4905 | 11099.046 | 9482.3448 | 9270.7137 | 34.0096 | 34.0096 | 33.8188 | 33.8188 | 33.8188 | 0 | 0 | 0 | 0
Expiring 2019 Portfolio CPAS |  |  |  | 12.7665 | 2777.7948 | 1674.5479 | 3.4445 | 1616.7012 | 211.6311 | 9236.7042 | 0 | 0.19071 | 0 | 0 | 33.8188 | 0 | 0 | 0
Expired 2019 Portfolio CPAS |  |  |  | 113089.0934 | 115866.8882 | 117541.436 | 117544.8805 | 119161.5818 | 119373.2128 | 128609.917 | 128609.917 | 128610.1077 | 128610.1077 | 128610.1077 | 128643.9265 | 128643.9265 | 128643.9265 | 128643.9265
WAML | 10.5808

## Business Program CPAS
2019 Business Program CPAS
Initiative | Initiative-Level WAML | First-Year Verified Gross MWh | NTGR | CPAS - Verified Net MWh | [30 empty] | Lifetime Savings
|  |  |  | 2018 | 2019 | 2020 | 2021 | 2022 | 2023 | 2024 | 2025 | 2026 | 2027 | 2028 | 2029 | 2030 | 2031 | 2032 | 2033 | 2034 | 2035 | 2036 | 2037 | 2038 | 2039 | 2040 | 2041 | 2042 | 2043 | 2044 | 2045 | 2046 | 2047 | 2048
Standard | 13.299 | 199497.1906 | 0.86603 |  | 172770.8757 | 172740.8658 | 171413.0308 | 168629.5433 | 165691.2308 | 162381.6271 | 160569.0379 | 159153.9649 | 156651.517 | 154781.7324 | 151446.0734 | 122622.9856 | 85659.203 | 80712.7096 | 69991.455 | 802.0259 | 433.1224 | 385.3802 | 384.8025 | 384.8025 | 382.2396 | 382.2396 | 382.2396 | 0 | 0 | 0 | 0 | 0 | 0 | 0 | 2158752.705
Custom | 14.7875 | 27582.599 | 0.822 |  | 22672.8964 | 22672.8964 | 22617.6076 | 22516.5058 | 22485.9503 | 22485.9503 | 22200.9699 | 22136.1997 | 22009.9529 | 21831.8627 | 21646.2023 | 19644.2476 | 17870.1065 | 14386.7884 | 12199.46 | 8078.3942 | 4763.613 | 3303.6753 | 1714.0754 | 1714.0754 | 1711.7162 | 1676.1146 | 1249.4661 | 885.3211 | 699.4388 | 52.6657 | 49.0455 | 0 | 0 | 0 | 335275.1982
Custom (conversion) | 14.386 | 2858.1589 | 0.939 |  | 2683.8112 | 2683.8112 | 2683.8112 | 2683.8112 | 2683.8112 | 2683.8112 | 2683.8112 | 2683.8112 | 2683.8112 | 2683.8112 | 2683.8112 | 2683.8112 | 2586.2736 | 2415.7579 | 1401.4909 | 0 | 0 | 0 | 0 | 0 | 0 | 0 | 0 | 0 | 0 | 0 | 0 | 0 | 0 | 0 | 38609.2573
Retro-Commissioning | 5.3258 | 4680.0177 | 0.89 |  | 4165.2157 | 4158.6432 | 3946.1314 | 3908.7276 | 3783.5063 | 888.4274 | 888.4274 | 444.2137 | 0 | 0 | 0 | 0 | 0 | 0 | 0 | 0 | 0 | 0 | 0 | 0 | 0 | 0 | 0 | 0 | 0 | 0 | 0 | 0 | 0 | 0 | 22183.2928
Streetlighting | 12 | 4013.8687 | 1 |  | 4013.8687 | 4013.8687 | 4013.8687 | 4013.8687 | 3323.9085 | 3323.9085 | 3323.9085 | 3323.9085 | 3323.9085 | 3323.9085 | 3323.9085 | 3323.9085 | 0 | 0 | 0 | 0 | 0 | 0 | 0 | 0 | 0 | 0 | 0 | 0 | 0 | 0 | 0 | 0 | 0 | 0 | 42646.743
BOC | 14.8712 | 322.1043 | N/A |  | 322.1043 | 322.1043 | 322.1043 | 317.7625 | 317.7625 | 314.6923 | 314.6923 | 314.6923 | 304.3199 | 304.3199 | 304.0171 | 302.5677 | 302.5677 | 302.5677 | 280.9192 | 1.2281 | 0 | 0 | 0 | 0 | 0 | 0 | 0 | 0 | 0 | 0 | 0 | 0 | 0 | 0 | 4648.422
2019 Portfolio CPAS |  | 238953.9393 | 0.86472 |  | 206628.7721 | 206592.1898 | 204996.5541 | 202070.2193 | 198286.1697 | 192078.4168 | 189980.8472 | 188056.7904 | 184973.5096 | 182925.6348 | 179404.0126 | 148577.5206 | 106418.1508 | 97817.8235 | 83873.3251 | 8881.6482 | 5196.7353 | 3689.0555 | 2098.878 | 2098.878 | 2093.9558 | 2058.3542 | 1631.7057 | 885.3211 | 699.4388 | 52.6657 | 49.0455 | 0 | 0 | 0 | 2602115.6182
Expiring 2019 Portfolio CPAS |  |  |  |  | 0 | 36.5824 | 1595.6357 | 2926.3348 | 3784.0496 | 6207.7529 | 2097.5696 | 1924.0568 | 3083.2808 | 2047.8748 | 3521.6222 | 30826.492 | 42159.3698 | 8600.3273 | 13944.4984 | 74991.6769 | 3684.9129 | 1507.6798 | 1590.1776 | 0 | 4.9221 | 35.6016 | 426.6485 | 746.3847 | 185.8823 | 646.7731 | 3.6202 | 49.0455 | 0 | 0
Expired 2019 Portfolio CPAS |  |  |  |  | 0 | 36.5824 | 1632.2181 | 4558.5529 | 8342.6025 | 14550.3554 | 16647.925 | 18571.9818 | 21655.2626 | 23703.1374 | 27224.7595 | 58051.2515 | 100210.6213 | 108810.9486 | 122755.447 | 197747.1239 | 201432.0368 | 202939.7166 | 204529.8942 | 204529.8942 | 204534.8163 | 204570.4179 | 204997.0664 | 205743.4511 | 205929.3334 | 206576.1065 | 206579.7267 | 206628.7721 | 206628.7721 | 206628.7721
WAML | 13.308
Initiative | Initiative-Level WAML | First-Year Verified Gross MWh | NTGR | CPAS - Verified Net MWh 2018: CPAS - Verified Net MWh
|  |  |  | 2033 | 2034 | 2035 | 2036 | 2037 | 2038 | 2039 | 2040 | 2041 | 2042 | 2043 | 2044 | 2045 | 2046 | 2047
Standard | 13.299 | 199497.1906 | 0.86603 | 69991.455 | 802.0259 | 433.1224 | 385.3802 | 384.8025 | 384.8025 | 382.2396 | 382.2396 | 382.2396 | 0 | 0 | 0 | 0 | 0 | 0
Custom | 14.7875 | 27582.599 | 0.822 | 12199.46 | 8078.3942 | 4763.613 | 3303.6753 | 1714.0754 | 1714.0754 | 1711.7162 | 1676.1146 | 1249.4661 | 885.3211 | 699.4388 | 52.6657 | 49.0455 | 0 | 0
Custom (conversion) | 14.386 | 2858.1589 | 0.939 | 1401.4909 | 0 | 0 | 0 | 0 | 0 | 0 | 0 | 0 | 0 | 0 | 0 | 0 | 0 | 0
Retro-Commissioning | 5.3258 | 4680.0177 | 0.89 | 0 | 0 | 0 | 0 | 0 | 0 | 0 | 0 | 0 | 0 | 0 | 0 | 0 | 0 | 0
Streetlighting | 12 | 4013.8687 | 1 | 0 | 0 | 0 | 0 | 0 | 0 | 0 | 0 | 0 | 0 | 0 | 0 | 0 | 0 | 0
BOC | 14.8712 | 322.1043 | N/A | 280.9192 | 1.2281 | 0 | 0 | 0 | 0 | 0 | 0 | 0 | 0 | 0 | 0 | 0 | 0 | 0
2019 Portfolio CPAS |  | 238953.9393 | 0.86472 | 83873.3251 | 8881.6482 | 5196.7353 | 3689.0555 | 2098.878 | 2098.878 | 2093.9558 | 2058.3542 | 1631.7057 | 885.3211 | 699.4388 | 52.6657 | 49.0455 | 0 | 0
Expiring 2019 Portfolio CPAS |  |  |  | 13944.4984 | 74991.6769 | 3684.9129 | 1507.6798 | 1590.1776 | 0 | 4.9221 | 35.6016 | 426.6485 | 746.3847 | 185.8823 | 646.7731 | 3.6202 | 49.0455 | 0
Expired 2019 Portfolio CPAS |  |  |  | 122755.447 | 197747.1239 | 201432.0368 | 202939.7166 | 204529.8942 | 204529.8942 | 204534.8163 | 204570.4179 | 204997.0664 | 205743.4511 | 205929.3334 | 206576.1065 | 206579.7267 | 206628.7721 | 206628.7721
WAML | 13.308

## RP
2019 Retail Products Initiative
Measure | Measure Life | First-Year Verified Gross MWh | NTGR | CPAS (Verified Net MWh) | [30 empty] | Lifetime Savings
|  |  |  | 2018 | 2019 | 2020 | 2021 | 2022 | 2023 | 2024 | 2025 | 2026 | 2027 | 2028 | 2029 | 2030 | 2031 | 2032 | 2033 | 2034 | 2035 | 2036 | 2037 | 2038 | 2039 | 2040 | 2041 | 2042 | 2043 | 2044 | 2045 | 2046 | 2047 | 2048
2019 Standard LED - Residential | 10 | 45771.1514 | 0.69 |  | 31582.0941 | 31582.0941 | 8433.1766 | 8433.1766 | 8433.1766 | 8433.1766 | 8433.1766 | 8433.1766 | 8433.1766 | 8433.1766 | 0 | 0 | 0 | 0 | 0 | 0 | 0 | 0 | 0 | 0 | 0 | 0 | 0 | 0 | 0 | 0 | 0 | 0 | 0 | 0 | 130629.6013
2019 Standard LED - Commercial | 4.2 | 8193.4026 | 0.69 |  | 5653.4468 | 5653.4468 | 1509.6064 | 1509.6064 | 301.9213 | 0 | 0 | 0 | 0 | 0 | 0 | 0 | 0 | 0 | 0 | 0 | 0 | 0 | 0 | 0 | 0 | 0 | 0 | 0 | 0 | 0 | 0 | 0 | 0 | 0 | 14628.0276
2019 Reflector LED - Residential | 10 | 24150.5765 | 0.69 |  | 16663.8982 | 16663.8982 | 16663.8982 | 16663.8982 | 16663.8982 | 1760.9342 | 1760.9342 | 1760.9342 | 1760.9342 | 1760.9342 | 0 | 0 | 0 | 0 | 0 | 0 | 0 | 0 | 0 | 0 | 0 | 0 | 0 | 0 | 0 | 0 | 0 | 0 | 0 | 0 | 92124.162
2019 Reflector LED - Commercial | 4.2 | 2707.0366 | 0.69 |  | 1867.8563 | 1867.8563 | 1867.8563 | 1867.8563 | 373.5713 | 0 | 0 | 0 | 0 | 0 | 0 | 0 | 0 | 0 | 0 | 0 | 0 | 0 | 0 | 0 | 0 | 0 | 0 | 0 | 0 | 0 | 0 | 0 | 0 | 0 | 7844.9965
2019 Specialty LED - Residential | 10 | 10752.8552 | 0.69 |  | 7419.4681 | 7419.4681 | 7419.4681 | 7419.4681 | 7419.4681 | 842.264 | 842.264 | 842.264 | 842.264 | 842.264 | 0 | 0 | 0 | 0 | 0 | 0 | 0 | 0 | 0 | 0 | 0 | 0 | 0 | 0 | 0 | 0 | 0 | 0 | 0 | 0 | 41308.6602
2019 Specialty LED - Commercial | 4.2 | 1205.287 | 0.69 |  | 831.6491 | 831.6491 | 831.6491 | 831.6491 | 166.3298 | 0 | 0 | 0 | 0 | 0 | 0 | 0 | 0 | 0 | 0 | 0 | 0 | 0 | 0 | 0 | 0 | 0 | 0 | 0 | 0 | 0 | 0 | 0 | 0 | 0 | 3492.9262
2018 Standard LED - Residential | 10 | 5121.3068 | 0.7 |  | 3584.9147 | 3584.9147 | 948.3444 | 948.3444 | 948.3444 | 948.3444 | 948.3444 | 948.3444 | 948.3444 | 948.3444 | 0 | 0 | 0 | 0 | 0 | 0 | 0 | 0 | 0 | 0 | 0 | 0 | 0 | 0 | 0 | 0 | 0 | 0 | 0 | 0 | 14756.5842
2018 Standard LED - Commercial | 4.2 | 243.124 | 0.7 |  | 170.1869 | 170.1869 | 45.0208 | 45.0208 | 9.0042 | 0 | 0 | 0 | 0 | 0 | 0 | 0 | 0 | 0 | 0 | 0 | 0 | 0 | 0 | 0 | 0 | 0 | 0 | 0 | 0 | 0 | 0 | 0 | 0 | 0 | 439.4197
2018 Reflector LED - Residential | 10 | 569.0053 | 0.7 |  | 398.3038 | 398.3038 | 398.3038 | 398.3038 | 398.3038 | 43.1826 | 43.1826 | 43.1826 | 43.1826 | 43.1826 | 0 | 0 | 0 | 0 | 0 | 0 | 0 | 0 | 0 | 0 | 0 | 0 | 0 | 0 | 0 | 0 | 0 | 0 | 0 | 0 | 2207.4319
2018 Reflector LED - Commercial | 4.2 | 32.4697 | 0.7 |  | 22.7288 | 22.7288 | 22.7288 | 22.7288 | 4.5458 | 0 | 0 | 0 | 0 | 0 | 0 | 0 | 0 | 0 | 0 | 0 | 0 | 0 | 0 | 0 | 0 | 0 | 0 | 0 | 0 | 0 | 0 | 0 | 0 | 0 | 95.461
2018 Specialty LED - Residential | 10 | 198.9685 | 0.7 |  | 139.278 | 139.278 | 139.278 | 139.278 | 139.278 | 14.6205 | 14.6205 | 14.6205 | 14.6205 | 14.6205 | 0 | 0 | 0 | 0 | 0 | 0 | 0 | 0 | 0 | 0 | 0 | 0 | 0 | 0 | 0 | 0 | 0 | 0 | 0 | 0 | 769.4922
2018 Specialty LED - Commercial | 4.2 | 11.3539 | 0.7 |  | 7.9478 | 7.9478 | 7.9478 | 7.9478 | 1.5896 | 0 | 0 | 0 | 0 | 0 | 0 | 0 | 0 | 0 | 0 | 0 | 0 | 0 | 0 | 0 | 0 | 0 | 0 | 0 | 0 | 0 | 0 | 0 | 0 | 0 | 33.3807
PYTR Standard LED - Residential | 10 | 505.5726 | 0.58 |  | 293.2321 | 293.2321 | 78.2735 | 78.2735 | 78.2735 | 78.2735 | 78.2735 | 78.2735 | 78.2735 | 78.2735 | 0 | 0 | 0 | 0 | 0 | 0 | 0 | 0 | 0 | 0 | 0 | 0 | 0 | 0 | 0 | 0 | 0 | 0 | 0 | 0 | 1212.6524
PYTR Standard LED - Commercial | 4.2 | 67.5745 | 0.58 |  | 39.1932 | 39.1932 | 10.462 | 10.462 | 2.0924 | 0 | 0 | 0 | 0 | 0 | 0 | 0 | 0 | 0 | 0 | 0 | 0 | 0 | 0 | 0 | 0 | 0 | 0 | 0 | 0 | 0 | 0 | 0 | 0 | 0 | 101.4028
PYTR Reflector LED - Residential | 10 | 83.0948 | 0.6 |  | 49.8569 | 49.8569 | 49.8569 | 49.8569 | 49.8569 | 5.2502 | 5.2502 | 5.2502 | 5.2502 | 5.2502 | 0 | 0 | 0 | 0 | 0 | 0 | 0 | 0 | 0 | 0 | 0 | 0 | 0 | 0 | 0 | 0 | 0 | 0 | 0 | 0 | 275.5353
PYTR Reflector LED - Commercial | 4.2 | 7.4513 | 0.6 |  | 4.4708 | 4.4708 | 4.4708 | 4.4708 | 0.89415 | 0 | 0 | 0 | 0 | 0 | 0 | 0 | 0 | 0 | 0 | 0 | 0 | 0 | 0 | 0 | 0 | 0 | 0 | 0 | 0 | 0 | 0 | 0 | 0 | 0 | 18.7772
PYTR Specialty LED - Residential | 10 | 38.358 | 0.58 |  | 22.2476 | 22.2476 | 22.2476 | 22.2476 | 22.2476 | 2.2444 | 2.2444 | 2.2444 | 2.2444 | 2.2444 | 0 | 0 | 0 | 0 | 0 | 0 | 0 | 0 | 0 | 0 | 0 | 0 | 0 | 0 | 0 | 0 | 0 | 0 | 0 | 0 | 122.4602
PYTR Specialty LED - Commercial | 4.2 | 3.4396 | 0.58 |  | 1.995 | 1.995 | 1.995 | 1.995 | 0.399 | 0 | 0 | 0 | 0 | 0 | 0 | 0 | 0 | 0 | 0 | 0 | 0 | 0 | 0 | 0 | 0 | 0 | 0 | 0 | 0 | 0 | 0 | 0 | 0 | 0 | 8.379
PY9 Standard LED - Residential | 10 | 370.5435 | 0.58 |  | 214.9153 | 214.9153 | 56.4717 | 56.4717 | 56.4717 | 56.4717 | 56.4717 | 56.4717 | 56.4717 | 56.4717 | 0 | 0 | 0 | 0 | 0 | 0 | 0 | 0 | 0 | 0 | 0 | 0 | 0 | 0 | 0 | 0 | 0 | 0 | 0 | 0 | 881.6039
PY9 Standard LED - Commercial | 4.2 | 49.5266 | 0.58 |  | 28.7254 | 28.7254 | 7.548 | 7.548 | 1.5096 | 0 | 0 | 0 | 0 | 0 | 0 | 0 | 0 | 0 | 0 | 0 | 0 | 0 | 0 | 0 | 0 | 0 | 0 | 0 | 0 | 0 | 0 | 0 | 0 | 0 | 74.0564
PY9 Reflector LED - Residential | 10 | 66.7537 | 0.6 |  | 40.0522 | 40.0522 | 40.0522 | 40.0522 | 40.0522 | 4.6297 | 4.6297 | 4.6297 | 4.6297 | 4.6297 | 0 | 0 | 0 | 0 | 0 | 0 | 0 | 0 | 0 | 0 | 0 | 0 | 0 | 0 | 0 | 0 | 0 | 0 | 0 | 0 | 223.4097
PY9 Reflector LED - Commercial | 4.2 | 5.9859 | 0.6 |  | 3.5916 | 3.5916 | 3.5916 | 3.5916 | 0.71831 | 0 | 0 | 0 | 0 | 0 | 0 | 0 | 0 | 0 | 0 | 0 | 0 | 0 | 0 | 0 | 0 | 0 | 0 | 0 | 0 | 0 | 0 | 0 | 0 | 0 | 15.0846
PY9 Specialty LED - Residential | 10 | 26.4252 | 0.58 |  | 15.3266 | 15.3266 | 15.3266 | 15.3266 | 15.3266 | 1.7147 | 1.7147 | 1.7147 | 1.7147 | 1.7147 | 0 | 0 | 0 | 0 | 0 | 0 | 0 | 0 | 0 | 0 | 0 | 0 | 0 | 0 | 0 | 0 | 0 | 0 | 0 | 0 | 85.2067
PY9 Specialty LED - Commercial | 4.2 | 2.3696 | 0.58 |  | 1.3744 | 1.3744 | 1.3744 | 1.3744 | 0.27487 | 0 | 0 | 0 | 0 | 0 | 0 | 0 | 0 | 0 | 0 | 0 | 0 | 0 | 0 | 0 | 0 | 0 | 0 | 0 | 0 | 0 | 0 | 0 | 0 | 0 | 5.7723
PY9 Standard CFL - Residential | 2 | 872.6243 | 0.63 |  | 549.7533 | 549.7533 | 0 | 0 | 0 | 0 | 0 | 0 | 0 | 0 | 0 | 0 | 0 | 0 | 0 | 0 | 0 | 0 | 0 | 0 | 0 | 0 | 0 | 0 | 0 | 0 | 0 | 0 | 0 | 0 | 1099.5066
PY9 Standard CFL - Commercial | 2 | 127.6915 | 0.63 |  | 80.4457 | 80.4457 | 0 | 0 | 0 | 0 | 0 | 0 | 0 | 0 | 0 | 0 | 0 | 0 | 0 | 0 | 0 | 0 | 0 | 0 | 0 | 0 | 0 | 0 | 0 | 0 | 0 | 0 | 0 | 0 | 160.8913
PY9 IPA Rural Kits Standard CFL | 2 | 109.1667 | 0.57813 |  | 63.1125 | 63.1125 | 0 | 0 | 0 | 0 | 0 | 0 | 0 | 0 | 0 | 0 | 0 | 0 | 0 | 0 | 0 | 0 | 0 | 0 | 0 | 0 | 0 | 0 | 0 | 0 | 0 | 0 | 0 | 0 | 126.225
PY9 IPA MICK Standard CFL | 2 | 57.0833 | 1 |  | 57.0833 | 57.0833 | 0 | 0 | 0 | 0 | 0 | 0 | 0 | 0 | 0 | 0 | 0 | 0 | 0 | 0 | 0 | 0 | 0 | 0 | 0 | 0 | 0 | 0 | 0 | 0 | 0 | 0 | 0 | 0 | 114.1667
PY9 IPA CFL Distribution Standard CFL | 2 | 587.0833 | 1 |  | 587.0833 | 587.0833 | 0 | 0 | 0 | 0 | 0 | 0 | 0 | 0 | 0 | 0 | 0 | 0 | 0 | 0 | 0 | 0 | 0 | 0 | 0 | 0 | 0 | 0 | 0 | 0 | 0 | 0 | 0 | 0 | 1174.1667
Advanced Power Strip | 7 | 5693.325 | 0.86 |  | 4896.2595 | 4896.2595 | 4896.2595 | 4896.2595 | 4896.2595 | 4896.2595 | 4896.2595 | 0 | 0 | 0 | 0 | 0 | 0 | 0 | 0 | 0 | 0 | 0 | 0 | 0 | 0 | 0 | 0 | 0 | 0 | 0 | 0 | 0 | 0 | 0 | 34273.8165
Advanced Thermostat | 11 | 6443.7127 | N/A |  | 6443.7127 | 6443.7127 | 6443.7127 | 6443.7127 | 6443.7127 | 6443.7127 | 6443.7127 | 6443.7127 | 6443.7127 | 6443.7127 | 6443.7127 | 0 | 0 | 0 | 0 | 0 | 0 | 0 | 0 | 0 | 0 | 0 | 0 | 0 | 0 | 0 | 0 | 0 | 0 | 0 | 70880.8392
Variable-Speed Pool Pump | 7 | 15.616 | 0.8 |  | 12.4928 | 12.4928 | 12.4928 | 12.4928 | 12.4928 | 12.4928 | 12.4928 | 0 | 0 | 0 | 0 | 0 | 0 | 0 | 0 | 0 | 0 | 0 | 0 | 0 | 0 | 0 | 0 | 0 | 0 | 0 | 0 | 0 | 0 | 0 | 87.4496
Clothes Washer | 14 | 19.655 | 0.63 |  | 12.3826 | 12.3826 | 12.3826 | 12.3826 | 12.3826 | 12.3826 | 12.3826 | 12.3826 | 12.3826 | 12.3826 | 12.3826 | 12.3826 | 12.3826 | 12.3826 | 0 | 0 | 0 | 0 | 0 | 0 | 0 | 0 | 0 | 0 | 0 | 0 | 0 | 0 | 0 | 0 | 173.3571
Electric Clothes Dryer | 16 | 11.6616 | 0.67 |  | 7.8133 | 7.8133 | 7.8133 | 7.8133 | 7.8133 | 7.8133 | 7.8133 | 7.8133 | 7.8133 | 7.8133 | 7.8133 | 7.8133 | 7.8133 | 7.8133 | 7.8133 | 7.8133 | 0 | 0 | 0 | 0 | 0 | 0 | 0 | 0 | 0 | 0 | 0 | 0 | 0 | 0 | 125.0121
Refrigerator | 17 | 5.1399 | 0.65 |  | 3.3409 | 3.3409 | 3.3409 | 3.3409 | 3.3409 | 3.3409 | 3.3409 | 3.3409 | 3.3409 | 3.3409 | 3.3409 | 3.3409 | 3.3409 | 3.3409 | 3.3409 | 3.3409 | 3.3409 | 0 | 0 | 0 | 0 | 0 | 0 | 0 | 0 | 0 | 0 | 0 | 0 | 0 | 56.7956
Freezer | 22 | 0.29361 | 0.63 |  | 0.18498 | 0.18498 | 0.18498 | 0.18498 | 0.18498 | 0.18498 | 0.18498 | 0.18498 | 0.18498 | 0.18498 | 0.18498 | 0.18498 | 0.18498 | 0.18498 | 0.18498 | 0.18498 | 0.18498 | 0.18498 | 0.18498 | 0.18498 | 0.18498 | 0.18498 | 0 | 0 | 0 | 0 | 0 | 0 | 0 | 0 | 4.0695
Total |  | 114126.6857 | 0.71649 |  | 81770.4185 | 81770.4185 | 49955.1352 | 49955.1352 | 46503.7345 | 23567.2931 | 23567.2931 | 18658.5408 | 18658.5408 | 18658.5408 | 6467.4345 | 23.7218 | 23.7218 | 23.7218 | 11.3391 | 11.3391 | 3.5259 | 0.18498 | 0.18498 | 0.18498 | 0.18498 | 0.18498 | 0 | 0 | 0 | 0 | 0 | 0 | 0 | 0 | 419630.7797
Expiring 2019 CPAS |  |  |  |  | 0 | 0 | 31815.2833 | 0 | 3451.4007 | 22936.4414 | 0 | 4908.7523 | 0 | 0 | 12191.1064 | 6443.7127 | 0 | 0 | 12.3826 | 0 | 7.8133 | 3.3409 | 0 | 0 | 0 | 0 | 0.18498 | 0 | 0 | 0 | 0 | 0 | 0 | 0
Expired 2019 CPAS |  |  |  |  | 0 | 0 | 31815.2833 | 31815.2833 | 35266.684 | 58203.1254 | 58203.1254 | 63111.8777 | 63111.8777 | 63111.8777 | 75302.9841 | 81746.6967 | 81746.6967 | 81746.6967 | 81759.0794 | 81759.0794 | 81766.8926 | 81770.2335 | 81770.2335 | 81770.2335 | 81770.2335 | 81770.2335 | 81770.4185 | 81770.4185 | 81770.4185 | 81770.4185 | 81770.4185 | 81770.4185 | 81770.4185 | 81770.4185
WAML | 9.1484
Measure Category | Measure Life | First-Year Verified Gross MWh | NTGR | CPAS (Verified Net MWh) 2018: CPAS (Verified Net MWh)
|  |  |  | 2033 | 2034 | 2035 | 2036 | 2037 | 2038 | 2039 | 2040 | 2041 | 2042 | 2043 | 2044 | 2045 | 2046 | 2047
2019 Standard LED - Residential | 10 | 45771.1514 | 0.69 | 0 | 0 | 0 | 0 | 0 | 0 | 0 | 0 | 0 | 0 | 0 | 0 | 0 | 0 | 0
2019 Standard LED - Commercial | 4.2 | 8193.4026 | 0.69 | 0 | 0 | 0 | 0 | 0 | 0 | 0 | 0 | 0 | 0 | 0 | 0 | 0 | 0 | 0
2019 Reflector LED - Residential | 10 | 24150.5765 | 0.69 | 0 | 0 | 0 | 0 | 0 | 0 | 0 | 0 | 0 | 0 | 0 | 0 | 0 | 0 | 0
2019 Reflector LED - Commercial | 4.2 | 2707.0366 | 0.69 | 0 | 0 | 0 | 0 | 0 | 0 | 0 | 0 | 0 | 0 | 0 | 0 | 0 | 0 | 0
2019 Specialty LED - Residential | 10 | 10752.8552 | 0.69 | 0 | 0 | 0 | 0 | 0 | 0 | 0 | 0 | 0 | 0 | 0 | 0 | 0 | 0 | 0
2019 Specialty LED - Commercial | 4.2 | 1205.287 | 0.69 | 0 | 0 | 0 | 0 | 0 | 0 | 0 | 0 | 0 | 0 | 0 | 0 | 0 | 0 | 0
2018 Standard LED - Residential | 10 | 5121.3068 | 0.7 | 0 | 0 | 0 | 0 | 0 | 0 | 0 | 0 | 0 | 0 | 0 | 0 | 0 | 0 | 0
2018 Standard LED - Commercial | 4.2 | 243.124 | 0.7 | 0 | 0 | 0 | 0 | 0 | 0 | 0 | 0 | 0 | 0 | 0 | 0 | 0 | 0 | 0
2018 Reflector LED - Residential | 10 | 569.0053 | 0.7 | 0 | 0 | 0 | 0 | 0 | 0 | 0 | 0 | 0 | 0 | 0 | 0 | 0 | 0 | 0
2018 Reflector LED - Commercial | 4.2 | 32.4697 | 0.7 | 0 | 0 | 0 | 0 | 0 | 0 | 0 | 0 | 0 | 0 | 0 | 0 | 0 | 0 | 0
2018 Specialty LED - Residential | 10 | 198.9685 | 0.7 | 0 | 0 | 0 | 0 | 0 | 0 | 0 | 0 | 0 | 0 | 0 | 0 | 0 | 0 | 0
2018 Specialty LED - Commercial | 4.2 | 11.3539 | 0.7 | 0 | 0 | 0 | 0 | 0 | 0 | 0 | 0 | 0 | 0 | 0 | 0 | 0 | 0 | 0
PYTR Standard LED - Residential | 10 | 505.5726 | 0.58 | 0 | 0 | 0 | 0 | 0 | 0 | 0 | 0 | 0 | 0 | 0 | 0 | 0 | 0 | 0
PYTR Standard LED - Commercial | 4.2 | 67.5745 | 0.58 | 0 | 0 | 0 | 0 | 0 | 0 | 0 | 0 | 0 | 0 | 0 | 0 | 0 | 0 | 0
PYTR Reflector LED - Residential | 10 | 83.0948 | 0.6 | 0 | 0 | 0 | 0 | 0 | 0 | 0 | 0 | 0 | 0 | 0 | 0 | 0 | 0 | 0
PYTR Reflector LED - Commercial | 4.2 | 7.4513 | 0.6 | 0 | 0 | 0 | 0 | 0 | 0 | 0 | 0 | 0 | 0 | 0 | 0 | 0 | 0 | 0
PYTR Specialty LED - Residential | 10 | 38.358 | 0.58 | 0 | 0 | 0 | 0 | 0 | 0 | 0 | 0 | 0 | 0 | 0 | 0 | 0 | 0 | 0
PYTR Specialty LED - Commercial | 4.2 | 3.4396 | 0.58 | 0 | 0 | 0 | 0 | 0 | 0 | 0 | 0 | 0 | 0 | 0 | 0 | 0 | 0 | 0
PY9 Standard LED - Residential | 10 | 370.5435 | 0.58 | 0 | 0 | 0 | 0 | 0 | 0 | 0 | 0 | 0 | 0 | 0 | 0 | 0 | 0 | 0
PY9 Standard LED - Commercial | 4.2 | 49.5266 | 0.58 | 0 | 0 | 0 | 0 | 0 | 0 | 0 | 0 | 0 | 0 | 0 | 0 | 0 | 0 | 0
PY9 Reflector LED - Residential | 10 | 66.7537 | 0.6 | 0 | 0 | 0 | 0 | 0 | 0 | 0 | 0 | 0 | 0 | 0 | 0 | 0 | 0 | 0
PY9 Reflector LED - Commercial | 4.2 | 5.9859 | 0.6 | 0 | 0 | 0 | 0 | 0 | 0 | 0 | 0 | 0 | 0 | 0 | 0 | 0 | 0 | 0
PY9 Specialty LED - Residential | 10 | 26.4252 | 0.58 | 0 | 0 | 0 | 0 | 0 | 0 | 0 | 0 | 0 | 0 | 0 | 0 | 0 | 0 | 0
PY9 Specialty LED - Commercial | 4.2 | 2.3696 | 0.58 | 0 | 0 | 0 | 0 | 0 | 0 | 0 | 0 | 0 | 0 | 0 | 0 | 0 | 0 | 0
PY9 Standard CFL - Residential | 2 | 872.6243 | 0.63 | 0 | 0 | 0 | 0 | 0 | 0 | 0 | 0 | 0 | 0 | 0 | 0 | 0 | 0 | 0
PY9 Standard CFL - Commercial | 2 | 127.6915 | 0.63 | 0 | 0 | 0 | 0 | 0 | 0 | 0 | 0 | 0 | 0 | 0 | 0 | 0 | 0 | 0
PY9 IPA Rural Kits Standard CFL | 2 | 109.1667 | 0.57813 | 0 | 0 | 0 | 0 | 0 | 0 | 0 | 0 | 0 | 0 | 0 | 0 | 0 | 0 | 0
PY9 IPA MICK Standard CFL | 2 | 57.0833 | 1 | 0 | 0 | 0 | 0 | 0 | 0 | 0 | 0 | 0 | 0 | 0 | 0 | 0 | 0 | 0
PY9 IPA CFL Distribution Standard CFL | 2 | 587.0833 | 1 | 0 | 0 | 0 | 0 | 0 | 0 | 0 | 0 | 0 | 0 | 0 | 0 | 0 | 0 | 0
Advanced Power Strip | 7 | 5693.325 | 0.86 | 0 | 0 | 0 | 0 | 0 | 0 | 0 | 0 | 0 | 0 | 0 | 0 | 0 | 0 | 0
Advanced Thermostat | 11 | 6443.7127 | N/A | 0 | 0 | 0 | 0 | 0 | 0 | 0 | 0 | 0 | 0 | 0 | 0 | 0 | 0 | 0
Variable-Speed Pool Pump | 7 | 15.616 | 0.8 | 0 | 0 | 0 | 0 | 0 | 0 | 0 | 0 | 0 | 0 | 0 | 0 | 0 | 0 | 0
Clothes Washer | 14 | 19.655 | 0.63 | 0 | 0 | 0 | 0 | 0 | 0 | 0 | 0 | 0 | 0 | 0 | 0 | 0 | 0 | 0
Electric Clothes Dryer | 16 | 11.6616 | 0.67 | 7.8133 | 7.8133 | 0 | 0 | 0 | 0 | 0 | 0 | 0 | 0 | 0 | 0 | 0 | 0 | 0
Refrigerator | 17 | 5.1399 | 0.65 | 3.3409 | 3.3409 | 3.3409 | 0 | 0 | 0 | 0 | 0 | 0 | 0 | 0 | 0 | 0 | 0 | 0
Freezer | 22 | 0.29361 | 0.63 | 0.18498 | 0.18498 | 0.18498 | 0.18498 | 0.18498 | 0.18498 | 0.18498 | 0.18498 | 0 | 0 | 0 | 0 | 0 | 0 | 0
Total |  | 114126.6857 | 0.71649 | 11.3391 | 11.3391 | 3.5259 | 0.18498 | 0.18498 | 0.18498 | 0.18498 | 0.18498 | 0 | 0 | 0 | 0 | 0 | 0 | 0
Expiring 2019 CPAS |  |  |  | 12.3826 | 0 | 7.8133 | 3.3409 | 0 | 0 | 0 | 0 | 0.18498 | 0 | 0 | 0 | 0 | 0 | 0
Expired 2019 CPAS |  |  |  | 81759.0794 | 81759.0794 | 81766.8926 | 81770.2335 | 81770.2335 | 81770.2335 | 81770.2335 | 81770.2335 | 81770.4185 | 81770.4185 | 81770.4185 | 81770.4185 | 81770.4185 | 81770.4185 | 81770.4185
WAML | 9.1484
Notes | bar: CPAS (Verified Net MWh) 2033 to CPAS (Verified Net MWh) 2041
• TRM V7.0 recommends baseline shift for standard LEDs to 45 lumens per watt starting in 2021 to account for possible future implementation of EISA efficiency standards • TRM V7.0 recommends baseline shift for all LEDs to 45 lumens per watt starting in 2024 to account for possible future implementation of EISA efficiency standards • TRM V7.0 recommends EUL for CFLs cut off at 2 years to account for possible future implementation of EISA efficiency standards

## IQ (Rollup)
2019 Income Qualified Initiative
For measure-level detail, see detail tab
Channel | Measure Life | First-Year Verified Gross MWh | NTGR | CPAS (Verified Net MWh) | [30 empty] | Lifetime Savings
|  |  |  | 2018 | 2019 | 2020 | 2021 | 2022 | 2023 | 2024 | 2025 | 2026 | 2027 | 2028 | 2029 | 2030 | 2031 | 2032 | 2033 | 2034 | 2035 | 2036 | 2037 | 2038 | 2039 | 2040 | 2041 | 2042 | 2043 | 2044 | 2045 | 2046 | 2047 | 2048
CAA | 14.942 | 814.9419 | 1 |  | 814.9419 | 814.9419 | 554.911 | 554.911 | 554.911 | 554.911 | 554.911 | 552.7789 | 552.7789 | 552.7789 | 436.1278 | 414.775 | 414.775 | 414.775 | 414.775 | 414.775 | 414.775 | 414.775 | 414.775 | 370.9663 | 0 | 0 | 0 | 0 | 0 | 0 | 0 | 0 | 0 | 0 | 10188.0695
Single Family | 14.6767 | 9332.499 | 1 |  | 9332.499 | 9332.499 | 7808.5111 | 7808.5111 | 7808.5111 | 7304.9591 | 5645.6246 | 5271.8829 | 5271.8829 | 5271.8829 | 4391.5843 | 3818.829 | 3818.829 | 3818.829 | 3818.829 | 3148.3459 | 2401.0608 | 2401.0608 | 2008.0522 | 1608.4934 | 0 | 0 | 0 | 0 | 0 | 0 | 0 | 0 | 0 | 0 | 102090.677
Multifamily | 10.7315 | 1629.973 | 1 |  | 1629.973 | 1629.973 | 1459.7833 | 1459.7833 | 1459.7833 | 1302.7496 | 1296.1547 | 1199.229 | 1198.7671 | 1198.4548 | 962.0454 | 126.9004 | 126.9004 | 126.9004 | 126.9004 | 0 | 0 | 0 | 0 | 0 | 0 | 0 | 0 | 0 | 0 | 0 | 0 | 0 | 0 | 0 | 15304.2979
Smart Savers | 11 | 2824.2426 | 1 |  | 2824.2426 | 2824.2426 | 2824.2426 | 2824.2426 | 2824.2426 | 2824.2426 | 2824.2426 | 2824.2426 | 2824.2426 | 2824.2426 | 2824.2426 | 0 | 0 | 0 | 0 | 0 | 0 | 0 | 0 | 0 | 0 | 0 | 0 | 0 | 0 | 0 | 0 | 0 | 0 | 0 | 31066.6681
Total |  | 14601.6564 | 1 |  | 14601.6564 | 14601.6564 | 12647.4479 | 12647.4479 | 12647.4479 | 11986.8623 | 10320.9328 | 9848.1333 | 9847.6714 | 9847.3591 | 8614 | 4360.5044 | 4360.5044 | 4360.5044 | 4360.5044 | 3563.1209 | 2815.8358 | 2815.8358 | 2422.8272 | 1979.4597 | 0 | 0 | 0 | 0 | 0 | 0 | 0 | 0 | 0 | 0 | 158649.7124
Expiring 2019 CPAS |  |  |  |  | 0 | 0 | 1954.2085 | 0 | 0 | 660.5856 | 1665.9294 | 472.7995 | 0.46191 | 0.31228 | 1233.3591 | 4253.4956 | 0 | 0 | 0 | 797.3835 | 747.2851 | 0 | 393.0086 | 443.3675 | 1979.4597 | 0 | 0 | 0 | 0 | 0 | 0 | 0 | 0 | 0
Expired 2019 CPAS |  |  |  |  | 0 | 0 | 1954.2085 | 1954.2085 | 1954.2085 | 2614.7942 | 4280.7236 | 4753.5231 | 4753.985 | 4754.2973 | 5987.6565 | 10241.1521 | 10241.1521 | 10241.1521 | 10241.1521 | 11038.5355 | 11785.8207 | 11785.8207 | 12178.8293 | 12622.1967 | 14601.6564 | 14601.6564 | 14601.6564 | 14601.6564 | 14601.6564 | 14601.6564 | 14601.6564 | 14601.6564 | 14601.6564 | 14601.6564
WAML | 13.54
Channel | Measure Life | First-Year Verified Gross MWh | NTGR | CPAS (Verified Net MWh) 2018: CPAS (Verified Net MWh)
|  |  |  | 2033 | 2034 | 2035 | 2036 | 2037 | 2038 | 2039 | 2040 | 2041 | 2042 | 2043 | 2044 | 2045 | 2046 | 2047
CAA | 14.942 | 814.9419 | 1 | 414.775 | 414.775 | 414.775 | 414.775 | 414.775 | 370.9663 | 0 | 0 | 0 | 0 | 0 | 0 | 0 | 0 | 0
Single Family | 14.6767 | 9332.499 | 1 | 3818.829 | 3148.3459 | 2401.0608 | 2401.0608 | 2008.0522 | 1608.4934 | 0 | 0 | 0 | 0 | 0 | 0 | 0 | 0 | 0
Multifamily | 10.7315 | 1629.973 | 1 | 126.9004 | 0 | 0 | 0 | 0 | 0 | 0 | 0 | 0 | 0 | 0 | 0 | 0 | 0 | 0
Smart Savers | 11 | 2824.2426 | 1 | 0 | 0 | 0 | 0 | 0 | 0 | 0 | 0 | 0 | 0 | 0 | 0 | 0 | 0 | 0
Total |  | 14601.6564 | 1 | 4360.5044 | 3563.1209 | 2815.8358 | 2815.8358 | 2422.8272 | 1979.4597 | 0 | 0 | 0 | 0 | 0 | 0 | 0 | 0 | 0
Expiring 2019 CPAS |  |  |  | 0 | 797.3835 | 747.2851 | 0 | 393.0086 | 443.3675 | 1979.4597 | 0 | 0 | 0 | 0 | 0 | 0 | 0 | 0
Expired 2019 CPAS |  |  |  | 10241.1521 | 11038.5355 | 11785.8207 | 11785.8207 | 12178.8293 | 12622.1967 | 14601.6564 | 14601.6564 | 14601.6564 | 14601.6564 | 14601.6564 | 14601.6564 | 14601.6564 | 14601.6564 | 14601.6564
WAML | 13.54

## IQ Conv.
2019 Income Qualified Initiative Gas Conversion
Gas Savings Converted (MWh equivalent)
Measure | Measure Life | First-Year Verified Gross MWh | NTGR | CPAS (Verified Net MWh) | [30 empty] | Lifetime Savings
|  |  |  | 2018 | 2019 | 2020 | 2021 | 2022 | 2023 | 2024 | 2025 | 2026 | 2027 | 2028 | 2029 | 2030 | 2031 | 2032 | 2033 | 2034 | 2035 | 2036 | 2037 | 2038 | 2039 | 2040 | 2041 | 2042 | 2043 | 2044 | 2045 | 2046 | 2047 | 2048
Advanced Thermostat | 11 | 1915.7833 | N/A |  | 1915.7833 | 1915.7833 | 1915.7833 | 1915.7833 | 1915.7833 | 1915.7833 | 1915.7833 | 1915.7833 | 1915.7833 | 1915.7833 | 1915.7833 | 0 | 0 | 0 | 0 | 0 | 0 | 0 | 0 | 0 | 0 | 0 | 0 | 0 | 0 | 0 | 0 | 0 | 0 | 0 | 21073.6165
Air Sealing | 20 | 2299.1702 | 1 |  | 2299.1702 | 2299.1702 | 2299.1702 | 2299.1702 | 2299.1702 | 2299.1702 | 2299.1702 | 2299.1702 | 2299.1702 | 2299.1702 | 2172.9584 | 2172.9584 | 2172.9584 | 2172.9584 | 2172.9584 | 2172.9584 | 2172.9584 | 2172.9584 | 2172.9584 | 2299.1702 | 0 | 0 | 0 | 0 | 0 | 0 | 0 | 0 | 0 | 0 | 44847.4976
Boiler | 25 | 4.8199 | 1 |  | 4.8199 | 4.8199 | 4.8199 | 4.8199 | 4.8199 | 4.8199 | 4.8199 | 4.8199 | 4.8199 | 4.8199 | 4.8199 | 4.8199 | 4.8199 | 4.8199 | 4.8199 | 4.8199 | 4.8199 | 4.8199 | 4.8199 | 4.8199 | 4.8199 | 4.8199 | 4.8199 | 4.8199 | 4.8199 | 0 | 0 | 0 | 0 | 0 | 120.4987
Boiler ER | 25 | 67.3053 | 1 |  | 67.3053 | 67.3053 | 67.3053 | 67.3053 | 67.3053 | 67.3053 | 67.3053 | 67.3053 | 28.9989 | 28.9989 | 28.9989 | 28.9989 | 28.9989 | 28.9989 | 28.9989 | 28.9989 | 28.9989 | 28.9989 | 28.9989 | 28.9989 | 28.9989 | 28.9989 | 28.9989 | 28.9989 | 28.9989 | 0 | 0 | 0 | 0 | 0 | 1031.4235
Duct Sealing | 20 | 272.9282 | 1 |  | 272.9282 | 272.9282 | 272.9282 | 272.9282 | 272.9282 | 272.9282 | 272.9282 | 272.9282 | 272.9282 | 272.9282 | 272.9282 | 272.9282 | 272.9282 | 272.9282 | 272.9282 | 272.9282 | 272.9282 | 272.9282 | 272.9282 | 272.9282 | 0 | 0 | 0 | 0 | 0 | 0 | 0 | 0 | 0 | 0 | 5458.5632
Faucet Aerator | 10 | 147.5432 | 1 |  | 147.5432 | 147.5432 | 147.5432 | 147.5432 | 147.5432 | 147.5432 | 147.5432 | 147.5432 | 147.5432 | 147.5432 | 0 | 0 | 0 | 0 | 0 | 0 | 0 | 0 | 0 | 0 | 0 | 0 | 0 | 0 | 0 | 0 | 0 | 0 | 0 | 0 | 1475.4318
Furnace | 20 | 130.6219 | 1 |  | 130.6219 | 130.6219 | 130.6219 | 130.6219 | 130.6219 | 130.6219 | 130.6219 | 130.6219 | 130.6219 | 130.6219 | 130.6219 | 130.6219 | 130.6219 | 130.6219 | 130.6219 | 130.6219 | 130.6219 | 130.6219 | 130.6219 | 130.6219 | 0 | 0 | 0 | 0 | 0 | 0 | 0 | 0 | 0 | 0 | 2612.4376
Furnace ER | 20 | 4240.1674 | 1 |  | 4240.1674 | 4240.1674 | 4240.1674 | 4240.1674 | 4240.1674 | 4240.1674 | 596.9226 | 596.9226 | 596.9226 | 596.9226 | 596.9226 | 596.9226 | 596.9226 | 596.9226 | 596.9226 | 596.9226 | 596.9226 | 596.9226 | 596.9226 | 596.9226 | 0 | 0 | 0 | 0 | 0 | 0 | 0 | 0 | 0 | 0 | 33797.9202
Insulation | 20 | 3853.1253 | 1 |  | 3853.1252 | 3853.1252 | 3853.1252 | 3853.1252 | 3853.1252 | 3853.1252 | 3853.1252 | 3853.1252 | 3853.1252 | 3853.1252 | 3746.2425 | 3746.2425 | 3746.2425 | 3746.2425 | 3746.2425 | 3746.2425 | 3746.2425 | 3746.2425 | 3746.2425 | 3853.1252 | 0 | 0 | 0 | 0 | 0 | 0 | 0 | 0 | 0 | 0 | 76100.5604
Pipe Insulation | 15 | 43.1937 | 1 |  | 43.1937 | 43.1937 | 43.1937 | 43.1937 | 43.1937 | 43.1937 | 43.1937 | 43.1937 | 43.1937 | 43.1937 | 43.1937 | 43.1937 | 43.1937 | 43.1937 | 43.1937 | 0 | 0 | 0 | 0 | 0 | 0 | 0 | 0 | 0 | 0 | 0 | 0 | 0 | 0 | 0 | 647.9053
Showerhead | 10 | 146.0708 | 1 |  | 146.0708 | 146.0708 | 146.0708 | 146.0708 | 146.0708 | 146.0708 | 146.0708 | 146.0708 | 146.0708 | 146.0708 | 0 | 0 | 0 | 0 | 0 | 0 | 0 | 0 | 0 | 0 | 0 | 0 | 0 | 0 | 0 | 0 | 0 | 0 | 0 | 0 | 1460.7078
Total |  | 13120.7291 | 1 |  | 13120.7291 | 13120.7291 | 13120.7291 | 13120.7291 | 13120.7291 | 13120.7291 | 9477.4842 | 9477.4842 | 9439.1778 | 9439.1778 | 8912.4694 | 6996.6861 | 6996.6861 | 6996.6861 | 6996.6861 | 6953.4924 | 6953.4924 | 6953.4924 | 6953.4924 | 7186.5868 | 33.8188 | 33.8188 | 33.8188 | 33.8188 | 33.8188 | 0 | 0 | 0 | 0 | 0 | 188626.5625
Expiring 2019 CPAS |  |  |  |  | 0 | 0 | 0 | 0 | 0 | 0 | 3643.2448 | 0 | 38.3064 | 0 | 526.7084 | 1915.7833 | 0 | 0 | 0 | 43.1937 | 0 | 0 | 0 | -233.0945 | 7152.768 | 0 | 0 | 0 | 0 | 33.8188 | 0 | 0 | 0 | 0
Expired 2019 CPAS |  |  |  |  | 0 | 0 | 0 | 0 | 0 | 0 | 3643.2448 | 3643.2448 | 3681.5513 | 3681.5513 | 4208.2597 | 6124.043 | 6124.043 | 6124.043 | 6124.043 | 6167.2367 | 6167.2367 | 6167.2367 | 6167.2367 | 5934.1422 | 13086.9102 | 13086.9102 | 13086.9102 | 13086.9102 | 13086.9102 | 13120.7291 | 13120.7291 | 13120.7291 | 13120.7291 | 13120.7291
WAML | 18.4731
Measure Category | Measure Life | First-Year Verified Gross MWh | NTGR | CPAS (Verified Net MWh) 2018: CPAS (Verified Net MWh)
|  |  |  | 2033 | 2034 | 2035 | 2036 | 2037 | 2038 | 2039 | 2040 | 2041 | 2042 | 2043 | 2044 | 2045 | 2046 | 2047
Advanced Thermostat | 11 | 1915.7833 | N/A | 0 | 0 | 0 | 0 | 0 | 0 | 0 | 0 | 0 | 0 | 0 | 0 | 0 | 0 | 0
Air Sealing | 20 | 2299.1702 | 1 | 2172.9584 | 2172.9584 | 2172.9584 | 2172.9584 | 2172.9584 | 2299.1702 | 0 | 0 | 0 | 0 | 0 | 0 | 0 | 0 | 0
Boiler | 25 | 4.8199 | 1 | 4.8199 | 4.8199 | 4.8199 | 4.8199 | 4.8199 | 4.8199 | 4.8199 | 4.8199 | 4.8199 | 4.8199 | 4.8199 | 0 | 0 | 0 | 0
Boiler ER | 25 | 67.3053 | 1 | 28.9989 | 28.9989 | 28.9989 | 28.9989 | 28.9989 | 28.9989 | 28.9989 | 28.9989 | 28.9989 | 28.9989 | 28.9989 | 0 | 0 | 0 | 0
Duct Sealing | 20 | 272.9282 | 1 | 272.9282 | 272.9282 | 272.9282 | 272.9282 | 272.9282 | 272.9282 | 0 | 0 | 0 | 0 | 0 | 0 | 0 | 0 | 0
Faucet Aerator | 10 | 147.5432 | 1 | 0 | 0 | 0 | 0 | 0 | 0 | 0 | 0 | 0 | 0 | 0 | 0 | 0 | 0 | 0
Furnace | 20 | 130.6219 | 1 | 130.6219 | 130.6219 | 130.6219 | 130.6219 | 130.6219 | 130.6219 | 0 | 0 | 0 | 0 | 0 | 0 | 0 | 0 | 0
Furnace ER | 20 | 4240.1674 | 1 | 596.9226 | 596.9226 | 596.9226 | 596.9226 | 596.9226 | 596.9226 | 0 | 0 | 0 | 0 | 0 | 0 | 0 | 0 | 0
Insulation | 20 | 3853.1253 | 1 | 3746.2425 | 3746.2425 | 3746.2425 | 3746.2425 | 3746.2425 | 3853.1252 | 0 | 0 | 0 | 0 | 0 | 0 | 0 | 0 | 0
Pipe Insulation | 15 | 43.1937 | 1 | 43.1937 | 0 | 0 | 0 | 0 | 0 | 0 | 0 | 0 | 0 | 0 | 0 | 0 | 0 | 0
Showerhead | 10 | 146.0708 | 1 | 0 | 0 | 0 | 0 | 0 | 0 | 0 | 0 | 0 | 0 | 0 | 0 | 0 | 0 | 0
Total |  | 13120.7291 | 1 | 6996.6861 | 6953.4924 | 6953.4924 | 6953.4924 | 6953.4924 | 7186.5868 | 33.8188 | 33.8188 | 33.8188 | 33.8188 | 33.8188 | 0 | 0 | 0 | 0
Expiring 2019 CPAS |  |  |  | 0 | 43.1937 | 0 | 0 | 0 | -233.0945 | 7152.768 | 0 | 0 | 0 | 0 | 33.8188 | 0 | 0 | 0
Expired 2019 CPAS |  |  |  | 6124.043 | 6167.2367 | 6167.2367 | 6167.2367 | 6167.2367 | 5934.1422 | 13086.9102 | 13086.9102 | 13086.9102 | 13086.9102 | 13086.9102 | 13120.7291 | 13120.7291 | 13120.7291 | 13120.7291
WAML | 18.4731
Notes | bar: CPAS (Verified Net MWh) 2033 to CPAS (Verified Net MWh) 2038
• Air Sealing baseline shift after year 10 • Attic Insulation baseline shift after year 10
Gas Savings Converted (Therms)
Measure | Measure Life | First-Year Verified Gross Therms | NTGR | CPAS (Verified Net MWh) 2033: Verified Net Therms | [16 empty] | Lifetime Savings
|  |  |  | 2018 | 2019 | 2020 | 2021 | 2022 | 2023 | 2024 | 2025 | 2026 | 2027 | 2028 | 2029 | 2030 | 2031 | 2032 | 2033 | 2034 | 2035 | 2036 | 2037 | 2038 | 2039 | 2040 | 2041 | 2042 | 2043 | 2044 | 2045 | 2046 | 2047 | 2048
Advanced Thermostat | 11 | 65385.0968 | N/A |  | 65385.0962 | 65385.0962 | 65385.0962 | 65385.0962 | 65385.0962 | 65385.0962 | 65385.0962 | 65385.0962 | 65385.0962 | 65385.0962 | 65385.0962 | 0 | 0 | 0 | 0 | 0 | 0 | 0 | 0 | 0 | 0 | 0 | 0 | 0 | 0 | 0 | 0 | 0 | 0 | 0 | 719236.0579
Air Sealing | 20 | 78469.9716 | 1 |  | 78469.9716 | 78469.9716 | 78469.9716 | 78469.9716 | 78469.9716 | 78469.9716 | 78469.9716 | 78469.9716 | 78469.9716 | 78469.9716 | 74162.4033 | 74162.4033 | 74162.4033 | 74162.4033 | 74162.4033 | 74162.4033 | 74162.4033 | 74162.4033 | 74162.4033 | 78469.9716 | 0 | 0 | 0 | 0 | 0 | 0 | 0 | 0 | 0 | 0 | 1530631.3177
Boiler | 25 | 164.5033 | 1 |  | 164.5033 | 164.5033 | 164.5033 | 164.5033 | 164.5033 | 164.5033 | 164.5033 | 164.5033 | 164.5033 | 164.5033 | 164.5033 | 164.5033 | 164.5033 | 164.5033 | 164.5033 | 164.5033 | 164.5033 | 164.5033 | 164.5033 | 164.5033 | 164.5033 | 164.5033 | 164.5033 | 164.5033 | 164.5033 | 0 | 0 | 0 | 0 | 0 | 4112.5836
Boiler ER | 25 | 2297.1091 | 1 |  | 2297.109 | 2297.109 | 2297.109 | 2297.109 | 2297.109 | 2297.109 | 2297.109 | 2297.109 | 989.7233 | 989.7233 | 989.7233 | 989.7233 | 989.7233 | 989.7233 | 989.7233 | 989.7233 | 989.7233 | 989.7233 | 989.7233 | 989.7233 | 989.7233 | 989.7233 | 989.7233 | 989.7233 | 989.7233 | 0 | 0 | 0 | 0 | 0 | 35202.1682
Duct Sealing | 20 | 9314.9542 | 1 |  | 9314.9542 | 9314.9542 | 9314.9542 | 9314.9542 | 9314.9542 | 9314.9542 | 9314.9542 | 9314.9542 | 9314.9542 | 9314.9542 | 9314.9542 | 9314.9542 | 9314.9542 | 9314.9542 | 9314.9542 | 9314.9542 | 9314.9542 | 9314.9542 | 9314.9542 | 9314.9542 | 0 | 0 | 0 | 0 | 0 | 0 | 0 | 0 | 0 | 0 | 186299.0849
Faucet Aerator | 10 | 5035.6032 | 1 |  | 5035.6033 | 5035.6033 | 5035.6033 | 5035.6033 | 5035.6033 | 5035.6033 | 5035.6033 | 5035.6033 | 5035.6033 | 5035.6033 | 0 | 0 | 0 | 0 | 0 | 0 | 0 | 0 | 0 | 0 | 0 | 0 | 0 | 0 | 0 | 0 | 0 | 0 | 0 | 0 | 50356.0327
Furnace | 20 | 4458.0847 | 1 |  | 4458.0847 | 4458.0847 | 4458.0847 | 4458.0847 | 4458.0847 | 4458.0847 | 4458.0847 | 4458.0847 | 4458.0847 | 4458.0847 | 4458.0847 | 4458.0847 | 4458.0847 | 4458.0847 | 4458.0847 | 4458.0847 | 4458.0847 | 4458.0847 | 4458.0847 | 4458.0847 | 0 | 0 | 0 | 0 | 0 | 0 | 0 | 0 | 0 | 0 | 89161.6936
Furnace ER | 20 | 144715.611 | 1 |  | 144715.611 | 144715.611 | 144715.611 | 144715.611 | 144715.611 | 144715.611 | 20372.7834 | 20372.7834 | 20372.7834 | 20372.7834 | 20372.7834 | 20372.7834 | 20372.7834 | 20372.7834 | 20372.7834 | 20372.7834 | 20372.7834 | 20372.7834 | 20372.7834 | 20372.7834 | 0 | 0 | 0 | 0 | 0 | 0 | 0 | 0 | 0 | 0 | 1153512.6334
Insulation | 20 | 131505.9813 | 1 |  | 131505.9811 | 131505.9811 | 131505.9811 | 131505.9811 | 131505.9811 | 131505.9811 | 131505.9811 | 131505.9811 | 131505.9811 | 131505.9811 | 127858.1064 | 127858.1064 | 127858.1064 | 127858.1064 | 127858.1064 | 127858.1064 | 127858.1064 | 127858.1064 | 127858.1064 | 131505.9811 | 0 | 0 | 0 | 0 | 0 | 0 | 0 | 0 | 0 | 0 | 2597288.7502
Pipe Insulation | 15 | 1474.1872 | 1 |  | 1474.1872 | 1474.1872 | 1474.1872 | 1474.1872 | 1474.1872 | 1474.1872 | 1474.1872 | 1474.1872 | 1474.1872 | 1474.1872 | 1474.1872 | 1474.1872 | 1474.1872 | 1474.1872 | 1474.1872 | 0 | 0 | 0 | 0 | 0 | 0 | 0 | 0 | 0 | 0 | 0 | 0 | 0 | 0 | 0 | 22112.8075
Showerhead | 10 | 4985.3508 | 1 |  | 4985.351 | 4985.351 | 4985.351 | 4985.351 | 4985.351 | 4985.351 | 4985.351 | 4985.351 | 4985.351 | 4985.351 | 0 | 0 | 0 | 0 | 0 | 0 | 0 | 0 | 0 | 0 | 0 | 0 | 0 | 0 | 0 | 0 | 0 | 0 | 0 | 0 | 49853.5099
Total |  | 447806.4532 | 1 |  | 447806.4526 | 447806.4526 | 447806.4526 | 447806.4526 | 447806.4526 | 447806.4526 | 323463.625 | 323463.625 | 322156.2393 | 322156.2393 | 304179.8421 | 238794.7459 | 238794.7459 | 238794.7459 | 238794.7459 | 237320.5587 | 237320.5587 | 237320.5587 | 237320.5587 | 245276.0017 | 1154.2266 | 1154.2266 | 1154.2266 | 1154.2266 | 1154.2266 | 0 | 0 | 0 | 0 | 0 | 6437766.6397
Expiring 2019 Therms |  |  |  |  | 0 | 0 | 0 | 0 | 0 | 0 | 124342.8276 | 0 | 1307.3857 | 0 | 17976.3972 | 65385.0962 | 0 | 0 | 0 | 1474.1872 | 0 | 0 | 0 | -7955.4429 | 244121.775 | 0 | 0 | 0 | 0 | 1154.2266 | 0 | 0 | 0 | 0
Expired 2019 Therms |  |  |  |  | 0 | 0 | 0 | 0 | 0 | 0 | 124342.8276 | 124342.8276 | 125650.2134 | 125650.2134 | 143626.6106 | 209011.7068 | 209011.7068 | 209011.7068 | 209011.7068 | 210485.8939 | 210485.8939 | 210485.8939 | 210485.8939 | 202530.451 | 446652.226 | 446652.226 | 446652.226 | 446652.226 | 446652.226 | 447806.4526 | 447806.4526 | 447806.4526 | 447806.4526 | 447806.4526

## PH
Public Housing Initiative
Measure | Measure Life | First-Year Verified Gross MWh | NTGR | CPAS (Verified Net MWh) | [30 empty] | Lifetime Savings
|  |  |  | 2018 | 2019 | 2020 | 2021 | 2022 | 2023 | 2024 | 2025 | 2026 | 2027 | 2028 | 2029 | 2030 | 2031 | 2032 | 2033 | 2034 | 2035 | 2036 | 2037 | 2038 | 2039 | 2040 | 2041 | 2042 | 2043 | 2044 | 2045 | 2046 | 2047 | 2048
Standard LED - Common Area | 8.4034 | 142.036 | 1 |  | 142.036 | 142.036 | 138.5919 | 138.5919 | 138.5919 | 43.0798 | 43.0798 | 43.0798 | 17.3767 | 0 | 0 | 0 | 0 | 0 | 0 | 0 | 0 | 0 | 0 | 0 | 0 | 0 | 0 | 0 | 0 | 0 | 0 | 0 | 0 | 0 | 846.4638
Standard LED - Exterior | 11.6198 | 3.0336 | 1 |  | 3.0336 | 3.0336 | 1.1524 | 1.1524 | 1.1524 | 1.1524 | 1.1524 | 1.1524 | 1.1524 | 1.1524 | 1.1524 | 0.71426 | 0 | 0 | 0 | 0 | 0 | 0 | 0 | 0 | 0 | 0 | 0 | 0 | 0 | 0 | 0 | 0 | 0 | 0 | 17.1532
Specialty LED - In Unit | 10 | 0.40945 | 1 |  | 0.40945 | 0.40945 | 0.40945 | 0.40945 | 0.40945 | 0.048725 | 0.048725 | 0.048725 | 0.048725 | 0.048725 | 0 | 0 | 0 | 0 | 0 | 0 | 0 | 0 | 0 | 0 | 0 | 0 | 0 | 0 | 0 | 0 | 0 | 0 | 0 | 0 | 2.2909
Reflector LED - Common Area | 8.4034 | 0.77326 | 1 |  | 0.77326 | 0.77326 | 0.77326 | 0.77326 | 0.77326 | 0.12063 | 0.12063 | 0.12063 | 0.048657 | 0 | 0 | 0 | 0 | 0 | 0 | 0 | 0 | 0 | 0 | 0 | 0 | 0 | 0 | 0 | 0 | 0 | 0 | 0 | 0 | 0 | 4.2769
Standard LED - In Unit | 10 | 534.7745 | 1 |  | 534.7745 | 534.7745 | 146.4567 | 146.4567 | 146.4567 | 146.4567 | 146.4567 | 146.4567 | 146.4567 | 146.4567 | 0 | 0 | 0 | 0 | 0 | 0 | 0 | 0 | 0 | 0 | 0 | 0 | 0 | 0 | 0 | 0 | 0 | 0 | 0 | 0 | 2241.203
Air Sealing | 20 | 27.031 | 1 |  | 27.031 | 27.031 | 27.031 | 27.031 | 27.031 | 27.031 | 27.031 | 27.031 | 27.031 | 27.031 | 26.2242 | 26.2242 | 26.2242 | 26.2242 | 26.2242 | 26.2242 | 26.2242 | 26.2242 | 26.2242 | 26.2242 | 0 | 0 | 0 | 0 | 0 | 0 | 0 | 0 | 0 | 0 | 532.552
Advanced Power Strip - Tier 1 | 7 | 94.8074 | 1 |  | 94.8074 | 94.8074 | 94.8074 | 94.8074 | 94.8074 | 94.8074 | 94.8074 | 0 | 0 | 0 | 0 | 0 | 0 | 0 | 0 | 0 | 0 | 0 | 0 | 0 | 0 | 0 | 0 | 0 | 0 | 0 | 0 | 0 | 0 | 0 | 663.6517
Advanced Thermostat | 11 | 48.8437 | 1 |  | 48.8437 | 48.8437 | 48.8437 | 48.8437 | 48.8437 | 48.8437 | 48.8437 | 48.8437 | 48.8437 | 48.8437 | 48.8437 | 0 | 0 | 0 | 0 | 0 | 0 | 0 | 0 | 0 | 0 | 0 | 0 | 0 | 0 | 0 | 0 | 0 | 0 | 0 | 537.2805
Attic Insulation | 20 | 66.2993 | 1 |  | 66.2993 | 66.2993 | 66.2993 | 66.2993 | 66.2993 | 66.2993 | 66.2993 | 66.2993 | 66.2993 | 66.2993 | 64.7305 | 64.7305 | 66.2993 | 66.2993 | 66.2993 | 66.2993 | 66.2993 | 66.2993 | 66.2993 | 66.2993 | 0 | 0 | 0 | 0 | 0 | 0 | 0 | 0 | 0 | 0 | 1322.849
Bathroom Faucet Aerator | 10 | 22.5706 | 1 |  | 22.5706 | 22.5706 | 22.5706 | 22.5706 | 22.5706 | 22.5706 | 22.5706 | 22.5706 | 22.5706 | 22.5706 | 0 | 0 | 0 | 0 | 0 | 0 | 0 | 0 | 0 | 0 | 0 | 0 | 0 | 0 | 0 | 0 | 0 | 0 | 0 | 0 | 225.7056
Kitchen Faucet Aerator | 10 | 115.7525 | 1 |  | 115.7525 | 115.7525 | 115.7525 | 115.7525 | 115.7525 | 115.7525 | 115.7525 | 115.7525 | 115.7525 | 115.7525 | 0 | 0 | 0 | 0 | 0 | 0 | 0 | 0 | 0 | 0 | 0 | 0 | 0 | 0 | 0 | 0 | 0 | 0 | 0 | 0 | 1157.5245
Showerhead | 10 | 105.4522 | 1 |  | 105.4522 | 105.4522 | 105.4522 | 105.4522 | 105.4522 | 105.4522 | 105.4522 | 105.4522 | 105.4522 | 105.4522 | 0 | 0 | 0 | 0 | 0 | 0 | 0 | 0 | 0 | 0 | 0 | 0 | 0 | 0 | 0 | 0 | 0 | 0 | 0 | 0 | 1054.5216
Total |  | 1161.7834 | 1 |  | 1161.7834 | 1161.7834 | 768.1403 | 768.1403 | 768.1403 | 671.6148 | 671.6148 | 576.8074 | 551.0324 | 533.607 | 140.9509 | 91.669 | 92.5236 | 92.5236 | 92.5236 | 92.5236 | 92.5236 | 92.5236 | 92.5236 | 92.5236 | 0 | 0 | 0 | 0 | 0 | 0 | 0 | 0 | 0 | 0 | 8605.4726
Expiring 2019 CPAS |  |  |  |  | 0 | 0 | 393.6431 | 0 | 0 | 96.5255 | 0 | 94.8074 | 25.775 | 17.4254 | 392.6562 | 49.2818 | -0.85453 | 0 | 0 | 0 | 0 | 0 | 0 | 0 | 92.5236 | 0 | 0 | 0 | 0 | 0 | 0 | 0 | 0 | 0
Expired 2019 CPAS |  |  |  |  | 0 | 0 | 393.6431 | 393.6431 | 393.6431 | 490.1686 | 490.1686 | 584.976 | 610.751 | 628.1764 | 1020.8325 | 1070.1144 | 1069.2598 | 1069.2598 | 1069.2598 | 1069.2598 | 1069.2598 | 1069.2598 | 1069.2598 | 1069.2598 | 1161.7834 | 1161.7834 | 1161.7834 | 1161.7834 | 1161.7834 | 1161.7834 | 1161.7834 | 1161.7834 | 1161.7834 | 1161.7834
WAML | 10.4085
Measure Category | Measure Life | First-Year Verified Gross MWh | NTGR | CPAS (Verified Net MWh) 2018: CPAS (Verified Net MWh)
|  |  |  | 2033 | 2034 | 2035 | 2036 | 2037 | 2038 | 2039 | 2040 | 2041 | 2042 | 2043 | 2044 | 2045 | 2046 | 2047
Standard LED - Common Area | 8.4034 | 142.036 | 1 | 0 | 0 | 0 | 0 | 0 | 0 | 0 | 0 | 0 | 0 | 0 | 0 | 0 | 0 | 0
Standard LED - Exterior | 11.6198 | 3.0336 | 1 | 0 | 0 | 0 | 0 | 0 | 0 | 0 | 0 | 0 | 0 | 0 | 0 | 0 | 0 | 0
Specialty LED - In unit | 10 | 0.23644 | 1 | 0 | 0 | 0 | 0 | 0 | 0 | 0 | 0 | 0 | 0 | 0 | 0 | 0 | 0 | 0
Reflector LED - Common Area | 8.4034 | 0.56977 | 1 | 0 | 0 | 0 | 0 | 0 | 0 | 0 | 0 | 0 | 0 | 0 | 0 | 0 | 0 | 0
Standard LED - In unit | 10 | 534.7745 | 1 | 0 | 0 | 0 | 0 | 0 | 0 | 0 | 0 | 0 | 0 | 0 | 0 | 0 | 0 | 0
Air Sealing | 20 | 27.031 | 1 | 26.2242 | 26.2242 | 26.2242 | 26.2242 | 26.2242 | 26.2242 | 0 | 0 | 0 | 0 | 0 | 0 | 0 | 0 | 0
Advanced Power Strip - Tier 1 | 7 | 94.8074 | 1 | 0 | 0 | 0 | 0 | 0 | 0 | 0 | 0 | 0 | 0 | 0 | 0 | 0 | 0 | 0
Advanced Thermostat | 11 | 48.8437 | N/A | 0 | 0 | 0 | 0 | 0 | 0 | 0 | 0 | 0 | 0 | 0 | 0 | 0 | 0 | 0
Attic Insulation | 20 | 66.2993 | 1 | 66.2993 | 66.2993 | 66.2993 | 66.2993 | 66.2993 | 66.2993 | 0 | 0 | 0 | 0 | 0 | 0 | 0 | 0 | 0
Bathroom Faucet Aerator | 10 | 22.5706 | 1 | 0 | 0 | 0 | 0 | 0 | 0 | 0 | 0 | 0 | 0 | 0 | 0 | 0 | 0 | 0
Kitchen Faucet Aerator | 10 | 115.7525 | 1 | 0 | 0 | 0 | 0 | 0 | 0 | 0 | 0 | 0 | 0 | 0 | 0 | 0 | 0 | 0
Showerhead | 10 | 105.4522 | 1 | 0 | 0 | 0 | 0 | 0 | 0 | 0 | 0 | 0 | 0 | 0 | 0 | 0 | 0 | 0
Total |  | 1161.4069 | 0.079665 | 92.5236 | 92.5236 | 92.5236 | 92.5236 | 92.5236 | 92.5236 | 0 | 0 | 0 | 0 | 0 | 0 | 0 | 0 | 0
Expiring 2019 CPAS |  |  |  | 0 | 0 | 0 | 0 | 0 | 0 | 92.5236 | 0 | 0 | 0 | 0 | 0 | 0 | 0 | 0
Expired 2019 CPAS |  |  |  | 1069.2598 | 1069.2598 | 1069.2598 | 1069.2598 | 1069.2598 | 1069.2598 | 1161.7834 | 1161.7834 | 1161.7834 | 1161.7834 | 1161.7834 | 1161.7834 | 1161.7834 | 1161.7834 | 1161.7834
WAML | 10.4089
Notes | bar: CPAS (Verified Net MWh) 2033 to CPAS (Verified Net MWh) 2037
• Mid-life adjusted savings for Standard LEDs installed in in-unit, common area, and exterior. Shift occurs in 2021. • Mid-life adjusted savings for Specialty LEDs installed in in-unit and common area. Shift occurs in 2024. • Common Area LEDs have fractional measure life claiming savings 40% of annual savings in the 9th year. • Exterior LEDs have fractional measure life claiming ~60% of annual savings in the 12th year. • Air Sealing baseline shift after year 10 • Attic Insulation baseline shift after year 10

## BM
Behavioral Modification Initiative
|  |  |  | 0 | 1 | 2 | 3 | 4 | 5 | 6 | 7 | 8 | 9 | 10 | 11 | 12 | 13 | 14 | 15 | 16 | 17 | 18 | 19 | 20 | 21 | 22 | 23 | 24 | 25 | 26 | 27 | 28 | 29 | 30
Measure | Measure Life | First-Year Verified Gross MWh | NTGR | 0: CPAS (Verified Net MWh) | Lifetime Savings
|  |  |  | 2018 | 2019 | 2020 | 2021 | 2022 | 2023 | 2024 | 2025 | 2026 | 2027 | 2028 | 2029 | 2030 | 2031 | 2032 | 2033 | 2034 | 2035 | 2036 | 2037 | 2038 | 2039 | 2040 | 2041 | 2042 | 2043 | 2044 | 2045 | 2046 | 2047 | 2048
Home Energy Reports | 5 | 1060.9634 | N/A |  | 1060.9634 | 783.3305 | 484.1746 | 256.522 | 114.5536 | 0 | 0 | 0 | 0 | 0 | 0 | 0 | 0 | 0 | 0 | 0 | 0 | 0 | 0 | 0 | 0 | 0 | 0 | 0 | 0 | 0 | 0 | 0 | 0 | 0 | 2699.544
Total |  | 1060.9634 | N/A |  | 1060.9634 | 783.3305 | 484.1746 | 256.522 | 114.5536 | 0 | 0 | 0 | 0 | 0 | 0 | 0 | 0 | 0 | 0 | 0 | 0 | 0 | 0 | 0 | 0 | 0 | 0 | 0 | 0 | 0 | 0 | 0 | 0 | 0 | 2699.544
Expiring 2019 CPAS |  |  |  |  | 0 | 277.6329 | 299.1559 | 227.6526 | 141.9684 | 114.5536 | 0 | 0 | 0 | 0 | 0 | 0 | 0 | 0 | 0 | 0 | 0 | 0 | 0 | 0 | 0 | 0 | 0 | 0 | 0 | 0 | 0 | 0 | 0 | 0
Expired 2019 CPAS |  |  |  |  | 0 | 277.6329 | 576.7888 | 804.4414 | 946.4097 | 1060.9634 | 1060.9634 | 1060.9634 | 1060.9634 | 1060.9634 | 1060.9634 | 1060.9634 | 1060.9634 | 1060.9634 | 1060.9634 | 1060.9634 | 1060.9634 | 1060.9634 | 1060.9634 | 1060.9634 | 1060.9634 | 1060.9634 | 1060.9634 | 1060.9634 | 1060.9634 | 1060.9634 | 1060.9634 | 1060.9634 | 1060.9634 | 1060.9634
WAML | 5
Notes | bar: CPAS (Verified Net MWh) 2018 to CPAS (Verified Net MWh) 2021
• No verified gross savings exist for this initiative due to the analytical method used to determine savings (a RCT), that produces verified net savings. Therefore, the "verified gross" column for this table and used for weighting of WAML actually represents verified net savings. • Home Energy Report savings decay over time in accordance with IL-TRM V7.0 Measure 6.1.1.

## HVAC
HVAC Initiative
Measure | Measure Life | First-Year Verified Gross MWh | NTGR | CPAS (Verified Net MWh) | [30 empty] | Lifetime Savings
|  |  |  | 2018 | 2019 | 2020 | 2021 | 2022 | 2023 | 2024 | 2025 | 2026 | 2027 | 2028 | 2029 | 2030 | 2031 | 2032 | 2033 | 2034 | 2035 | 2036 | 2037 | 2038 | 2039 | 2040 | 2041 | 2042 | 2043 | 2044 | 2045 | 2046 | 2047 | 2048
ASHP Standard | 16 | 283.8523 | 0.641 |  | 181.9493 | 181.9493 | 181.9493 | 181.9493 | 181.9493 | 181.9493 | 181.9493 | 181.9493 | 181.9493 | 181.9493 | 181.9493 | 181.9493 | 181.9493 | 181.9493 | 181.9493 | 181.9493 | 0 | 0 | 0 | 0 | 0 | 0 | 0 | 0 | 0 | 0 | 0 | 0 | 0 | 0 | 2911.189
ASHP ER (Replaces ASHP) | 16 | 315.0805 | 0.761 |  | 239.7763 | 239.7763 | 239.7763 | 239.7763 | 239.7763 | 239.7763 | 53.8151 | 53.8151 | 53.8151 | 53.8151 | 53.8151 | 53.8151 | 53.8151 | 53.8151 | 53.8151 | 53.8151 | 0 | 0 | 0 | 0 | 0 | 0 | 0 | 0 | 0 | 0 | 0 | 0 | 0 | 0 | 1976.8086
ASHP ER (Replaces Resistance) | 16 | 861.7664 | 0.761 |  | 655.8042 | 655.8042 | 655.8042 | 655.8042 | 655.8042 | 655.8042 | 655.8042 | 655.8042 | 655.8042 | 655.8042 | 655.8042 | 655.8042 | 655.8042 | 655.8042 | 655.8042 | 655.8042 | 0 | 0 | 0 | 0 | 0 | 0 | 0 | 0 | 0 | 0 | 0 | 0 | 0 | 0 | 10492.8675
DHP | 15 | 242.0484 | 0.641 |  | 155.153 | 155.153 | 155.153 | 155.153 | 155.153 | 155.153 | 155.153 | 155.153 | 155.153 | 155.153 | 155.153 | 155.153 | 155.153 | 155.153 | 155.153 | 0 | 0 | 0 | 0 | 0 | 0 | 0 | 0 | 0 | 0 | 0 | 0 | 0 | 0 | 0 | 2327.295
DHP ER (Replaces ASHP) | 15 | 7.6326 | 0.761 |  | 5.8084 | 5.8084 | 5.8084 | 5.8084 | 5.8084 | 5.8084 | 1.6345 | 1.6345 | 1.6345 | 1.6345 | 1.6345 | 1.6345 | 1.6345 | 1.6345 | 1.6345 | 0 | 0 | 0 | 0 | 0 | 0 | 0 | 0 | 0 | 0 | 0 | 0 | 0 | 0 | 0 | 49.5606
DHP ER (Replaces Resistance) | 15 | 15.3325 | 0.761 |  | 11.6681 | 11.6681 | 11.6681 | 11.6681 | 11.6681 | 11.6681 | 11.6681 | 11.6681 | 11.6681 | 11.6681 | 11.6681 | 11.6681 | 11.6681 | 11.6681 | 11.6681 | 0 | 0 | 0 | 0 | 0 | 0 | 0 | 0 | 0 | 0 | 0 | 0 | 0 | 0 | 0 | 175.021
CAC Standard | 18 | 929.4045 | 0.64097 |  | 595.7223 | 595.7223 | 595.7223 | 595.7223 | 595.7223 | 595.7223 | 595.7223 | 595.7223 | 595.7223 | 595.7223 | 595.7223 | 595.7223 | 595.7223 | 595.7223 | 595.7223 | 595.7223 | 595.7223 | 595.7223 | 0 | 0 | 0 | 0 | 0 | 0 | 0 | 0 | 0 | 0 | 0 | 0 | 10723.0012
CAC ER | 18 | 3743.3046 | 0.76095 |  | 2848.4698 | 2848.4698 | 2848.4698 | 2848.4698 | 2848.4698 | 2848.4698 | 591.1765 | 591.1765 | 591.1765 | 591.1765 | 591.1765 | 591.1765 | 591.1765 | 591.1765 | 591.1765 | 591.1765 | 591.1765 | 591.1765 | 0 | 0 | 0 | 0 | 0 | 0 | 0 | 0 | 0 | 0 | 0 | 0 | 24184.9364
Heat Pump Water Heater | 15 | 4.5477 | 0.76 |  | 3.4562 | 3.4562 | 3.4562 | 3.4562 | 3.4562 | 3.4562 | 3.4562 | 3.4562 | 3.4562 | 3.4562 | 3.4743 | 3.4743 | 3.4743 | 3.4743 | 3.4743 | 0 | 0 | 0 | 0 | 0 | 0 | 0 | 0 | 0 | 0 | 0 | 0 | 0 | 0 | 0 | 51.934
BPM | 15 | 2237.3904 | 0.76124 |  | 1703.19 | 1703.19 | 1703.19 | 1703.19 | 1703.19 | 1703.19 | 1703.19 | 1703.19 | 1703.19 | 1703.19 | 1703.19 | 1703.19 | 1703.19 | 1703.19 | 1703.19 | 0 | 0 | 0 | 0 | 0 | 0 | 0 | 0 | 0 | 0 | 0 | 0 | 0 | 0 | 0 | 25547.8494
Advanced Thermostat | 11 | 489.4856 | N/A |  | 489.4856 | 489.4856 | 489.4856 | 489.4856 | 489.4856 | 489.4856 | 489.4856 | 489.4856 | 489.4856 | 489.4856 | 489.4856 | 0 | 0 | 0 | 0 | 0 | 0 | 0 | 0 | 0 | 0 | 0 | 0 | 0 | 0 | 0 | 0 | 0 | 0 | 0 | 5384.3417
Total |  | 9129.8455 | 0.75472 |  | 6890.4831 | 6890.4831 | 6890.4831 | 6890.4831 | 6890.4831 | 6890.4831 | 4443.0547 | 4443.0547 | 4443.0547 | 4443.0547 | 4443.0728 | 3953.5872 | 3953.5872 | 3953.5872 | 3953.5872 | 2078.4674 | 1186.8988 | 1186.8988 | 0 | 0 | 0 | 0 | 0 | 0 | 0 | 0 | 0 | 0 | 0 | 0 | 83824.8042
Expiring 2019 CPAS |  |  |  |  | 0 | 0 | 0 | 0 | 0 | 0 | 2447.4284 | 0 | 0 | 0 | -0.018076 | 489.4856 | 0 | 0 | 0 | 1875.1198 | 891.5686 | 0 | 1186.8988 | 0 | 0 | 0 | 0 | 0 | 0 | 0 | 0 | 0 | 0 | 0
Expired 2019 CPAS |  |  |  |  | 0 | 0 | 0 | 0 | 0 | 0 | 2447.4284 | 2447.4284 | 2447.4284 | 2447.4284 | 2447.4103 | 2936.896 | 2936.896 | 2936.896 | 2936.896 | 4812.0157 | 5703.5844 | 5703.5844 | 6890.4831 | 6890.4831 | 6890.4831 | 6890.4831 | 6890.4831 | 6890.4831 | 6890.4831 | 6890.4831 | 6890.4831 | 6890.4831 | 6890.4831 | 6890.4831
WAML | 16.481
Measure Category | Measure Life | First-Year Verified Gross MWh | NTGR | CPAS (Verified Net MWh) 2018: CPAS (Verified Net MWh)
|  |  |  | 2033 | 2034 | 2035 | 2036 | 2037 | 2038 | 2039 | 2040 | 2041 | 2042 | 2043 | 2044 | 2045 | 2046 | 2047
ASHP Standard | 16 | 283.8523 | 0.641 | 181.9493 | 181.9493 | 0 | 0 | 0 | 0 | 0 | 0 | 0 | 0 | 0 | 0 | 0 | 0 | 0
ASHP ER (Replaces ASHP) | 16 | 315.0805 | 0.761 | 53.8151 | 53.8151 | 0 | 0 | 0 | 0 | 0 | 0 | 0 | 0 | 0 | 0 | 0 | 0 | 0
ASHP ER (Replaces Resistance) | 16 | 861.7664 | 0.761 | 655.8042 | 655.8042 | 0 | 0 | 0 | 0 | 0 | 0 | 0 | 0 | 0 | 0 | 0 | 0 | 0
DHP | 15 | 242.0484 | 0.641 | 155.153 | 0 | 0 | 0 | 0 | 0 | 0 | 0 | 0 | 0 | 0 | 0 | 0 | 0 | 0
DHP ER (Replaces ASHP) | 15 | 7.6326 | 0.761 | 1.6345 | 0 | 0 | 0 | 0 | 0 | 0 | 0 | 0 | 0 | 0 | 0 | 0 | 0 | 0
DHP ER (Replaces Resistance) | 15 | 15.3325 | 0.761 | 11.6681 | 0 | 0 | 0 | 0 | 0 | 0 | 0 | 0 | 0 | 0 | 0 | 0 | 0 | 0
CAC Standard | 18 | 929.4045 | 0.64097 | 595.7223 | 595.7223 | 595.7223 | 595.7223 | 0 | 0 | 0 | 0 | 0 | 0 | 0 | 0 | 0 | 0 | 0
CAC ER | 18 | 3743.3046 | 0.76095 | 591.1765 | 591.1765 | 591.1765 | 591.1765 | 0 | 0 | 0 | 0 | 0 | 0 | 0 | 0 | 0 | 0 | 0
Heat Pump Water Heater | 15 | 4.5477 | 0.76 | 3.4743 | 0 | 0 | 0 | 0 | 0 | 0 | 0 | 0 | 0 | 0 | 0 | 0 | 0 | 0
BPM | 15 | 2237.3904 | 0.76124 | 1703.19 | 0 | 0 | 0 | 0 | 0 | 0 | 0 | 0 | 0 | 0 | 0 | 0 | 0 | 0
Advanced Thermostat | 11 | 489.4856 | N/A | 0 | 0 | 0 | 0 | 0 | 0 | 0 | 0 | 0 | 0 | 0 | 0 | 0 | 0 | 0
Total |  | 9129.8455 | 0.22766 | 3953.5872 | 2078.4674 | 1186.8988 | 1186.8988 | 0 | 0 | 0 | 0 | 0 | 0 | 0 | 0 | 0 | 0 | 0
Expiring 2019 CPAS |  |  |  | 0 | 1875.1198 | 891.5686 | 0 | 1186.8988 | 0 | 0 | 0 | 0 | 0 | 0 | 0 | 0 | 0 | 0
Expired 2019 CPAS |  |  |  | 2936.896 | 4812.0157 | 5703.5844 | 5703.5844 | 6890.4831 | 6890.4831 | 6890.4831 | 6890.4831 | 6890.4831 | 6890.4831 | 6890.4831 | 6890.4831 | 6890.4831 | 6890.4831 | 6890.4831
WAML | 16.481
Notes | bar: CPAS (Verified Net MWh) 2033 to CPAS (Verified Net MWh) 2037
• Mid-adjustment baseline shift occurs after 6 years for ASHP ER (Replaces ASHP) • Remaining useful life of Electric Resistance is 18 years. Since ASHPs and DMSHPs have an EUL of 16 and 15, respectively, and the RUL of electric resistance exceeds that, there is no shift for ASHP ER (Replaces Resistance) or Dutcless MiniSPlit HP ER (Replaces Resistance) • Mid-adjustment baseline shift occurs after 6 years for Ductless MiniSplit HP ER (Replaces ASHP) • There are two mid-adjustment baseline shifts for Heat Pump Water Heaters. Once in year 10 for all homes with equipment other than a gas boiler and again in year 13 for those with gas boilers.

## AR
Appliance Recycling Initiative
Measure | Measure Life | First-Year Verified Gross MWh | NTGR | CPAS (Verified Net MWh) | [30 empty] | Lifetime Savings
|  |  |  | 2018 | 2019 | 2020 | 2021 | 2022 | 2023 | 2024 | 2025 | 2026 | 2027 | 2028 | 2029 | 2030 | 2031 | 2032 | 2033 | 2034 | 2035 | 2036 | 2037 | 2038 | 2039 | 2040 | 2041 | 2042 | 2043 | 2044 | 2045 | 2046 | 2047 | 2048
Refrigerator Recycling | 6.5 | 4051.3419 | 0.52 |  | 2106.6978 | 2106.6978 | 2106.6978 | 2106.6978 | 2106.6978 | 2106.6978 | 2106.6978 | 1053.3489 | 0 | 0 | 0 | 0 | 0 | 0 | 0 | 0 | 0 | 0 | 0 | 0 | 0 | 0 | 0 | 0 | 0 | 0 | 0 | 0 | 0 | 0 | 15800.2332
Freezer Recycling | 6.5 | 1095.4241 | 0.62 |  | 679.1629 | 679.1629 | 679.1629 | 679.1629 | 679.1629 | 679.1629 | 679.1629 | 339.5815 | 0 | 0 | 0 | 0 | 0 | 0 | 0 | 0 | 0 | 0 | 0 | 0 | 0 | 0 | 0 | 0 | 0 | 0 | 0 | 0 | 0 | 0 | 5093.722
Total |  | 5146.7659 | 0.54128 |  | 2785.8607 | 2785.8607 | 2785.8607 | 2785.8607 | 2785.8607 | 2785.8607 | 2785.8607 | 1392.9303 | 0 | 0 | 0 | 0 | 0 | 0 | 0 | 0 | 0 | 0 | 0 | 0 | 0 | 0 | 0 | 0 | 0 | 0 | 0 | 0 | 0 | 0 | 20893.9552
Expiring 2019 CPAS |  |  |  |  | 0 | 0 | 0 | 0 | 0 | 0 | 0 | 1392.9303 | 1392.9303 | 0 | 0 | 0 | 0 | 0 | 0 | 0 | 0 | 0 | 0 | 0 | 0 | 0 | 0 | 0 | 0 | 0 | 0 | 0 | 0 | 0
Expired 2019 CPAS |  |  |  |  | 0 | 0 | 0 | 0 | 0 | 0 | 0 | 1392.9303 | 2785.8607 | 2785.8607 | 2785.8607 | 2785.8607 | 2785.8607 | 2785.8607 | 2785.8607 | 2785.8607 | 2785.8607 | 2785.8607 | 2785.8607 | 2785.8607 | 2785.8607 | 2785.8607 | 2785.8607 | 2785.8607 | 2785.8607 | 2785.8607 | 2785.8607 | 2785.8607 | 2785.8607 | 2785.8607
WAML | 6.5

## MF
Multifamily Initiative
Measure | Measure Life | First-Year Verified Gross MWh | NTGR | CPAS (Verified Net MWh) | [30 empty] | Lifetime Savings
|  |  |  | 2018 | 2019 | 2020 | 2021 | 2022 | 2023 | 2024 | 2025 | 2026 | 2027 | 2028 | 2029 | 2030 | 2031 | 2032 | 2033 | 2034 | 2035 | 2036 | 2037 | 2038 | 2039 | 2040 | 2041 | 2042 | 2043 | 2044 | 2045 | 2046 | 2047 | 2048
Standard LED - In Unit | 10 | 147.6817 | 0.7734 |  | 114.2171 | 114.2171 | 32.052 | 32.052 | 32.052 | 32.052 | 32.052 | 32.052 | 32.052 | 32.052 | 0 | 0 | 0 | 0 | 0 | 0 | 0 | 0 | 0 | 0 | 0 | 0 | 0 | 0 | 0 | 0 | 0 | 0 | 0 | 0 | 484.8502
Pipe Insulation | 15 | 0.043074 | 0.794 |  | 0.034201 | 0.034201 | 0.034201 | 0.034201 | 0.034201 | 0.034201 | 0.034201 | 0.034201 | 0.034201 | 0.034201 | 0.034201 | 0.034201 | 0.034201 | 0.034201 | 0.034201 | 0 | 0 | 0 | 0 | 0 | 0 | 0 | 0 | 0 | 0 | 0 | 0 | 0 | 0 | 0 | 0.51301
Specialty LED - In Unit | 10 | 74.979 | 0.7734 |  | 57.9888 | 57.9888 | 57.9888 | 57.9888 | 57.9888 | 5.6405 | 5.6405 | 5.6405 | 5.6405 | 5.6405 | 0 | 0 | 0 | 0 | 0 | 0 | 0 | 0 | 0 | 0 | 0 | 0 | 0 | 0 | 0 | 0 | 0 | 0 | 0 | 0 | 318.1464
Reflector LED - In Unit | 10 | 7.3632 | 0.7734 |  | 5.6947 | 5.6947 | 5.6947 | 5.6947 | 5.6947 | 0.88837 | 0.88837 | 0.88837 | 0.88837 | 0.88837 | 0 | 0 | 0 | 0 | 0 | 0 | 0 | 0 | 0 | 0 | 0 | 0 | 0 | 0 | 0 | 0 | 0 | 0 | 0 | 0 | 32.9153
Specialty LED - Common Area | 8.4034 | 22.6756 | 0.7734 |  | 17.5373 | 17.5373 | 17.5373 | 17.5373 | 17.5373 | 1.4913 | 1.4913 | 1.4913 | 0.60153 | 0 | 0 | 0 | 0 | 0 | 0 | 0 | 0 | 0 | 0 | 0 | 0 | 0 | 0 | 0 | 0 | 0 | 0 | 0 | 0 | 0 | 92.7618
Standard LED - Common Area | 8.4034 | 158.0778 | 0.7734 |  | 122.2574 | 122.2574 | 47.6362 | 47.6362 | 47.6362 | 47.6362 | 47.6362 | 47.6362 | 19.2146 | 0 | 0 | 0 | 0 | 0 | 0 | 0 | 0 | 0 | 0 | 0 | 0 | 0 | 0 | 0 | 0 | 0 | 0 | 0 | 0 | 0 | 549.5468
Reflector LED - Common Area | 8.4034 | 13.9187 | 0.7734 |  | 10.7647 | 10.7647 | 10.7647 | 10.7647 | 10.7647 | 1.6793 | 1.6793 | 1.6793 | 0.67736 | 0 | 0 | 0 | 0 | 0 | 0 | 0 | 0 | 0 | 0 | 0 | 0 | 0 | 0 | 0 | 0 | 0 | 0 | 0 | 0 | 0 | 59.5389
Standard LED - Exterior | 11.6198 | 23.589 | 0.7734 |  | 18.2438 | 18.2438 | 4.9972 | 4.9972 | 4.9972 | 4.9972 | 4.9972 | 4.9972 | 4.9972 | 4.9972 | 4.9972 | 3.0972 | 0 | 0 | 0 | 0 | 0 | 0 | 0 | 0 | 0 | 0 | 0 | 0 | 0 | 0 | 0 | 0 | 0 | 0 | 84.5594
Advanced Power Strip - Tier 1 | 7 | 55.6478 | 0.794 |  | 44.1844 | 44.1844 | 44.1844 | 44.1844 | 44.1844 | 44.1844 | 44.1844 | 0 | 0 | 0 | 0 | 0 | 0 | 0 | 0 | 0 | 0 | 0 | 0 | 0 | 0 | 0 | 0 | 0 | 0 | 0 | 0 | 0 | 0 | 0 | 309.2905
Bathroom Faucet Aerator | 10 | 1.2048 | 1.004 |  | 1.2096 | 1.2096 | 1.2096 | 1.2096 | 1.2096 | 1.2096 | 1.2096 | 1.2096 | 1.2096 | 1.2096 | 0 | 0 | 0 | 0 | 0 | 0 | 0 | 0 | 0 | 0 | 0 | 0 | 0 | 0 | 0 | 0 | 0 | 0 | 0 | 0 | 12.0959
Kitchen Faucet Aerator | 10 | 19.2233 | 1.004 |  | 19.3002 | 19.3002 | 19.3002 | 19.3002 | 19.3002 | 19.3002 | 19.3002 | 19.3002 | 19.3002 | 19.3002 | 0 | 0 | 0 | 0 | 0 | 0 | 0 | 0 | 0 | 0 | 0 | 0 | 0 | 0 | 0 | 0 | 0 | 0 | 0 | 0 | 193.002
Showerhead | 10 | 20.2096 | 1.004 |  | 20.2904 | 20.2904 | 20.2904 | 20.2904 | 20.2904 | 20.2904 | 20.2904 | 20.2904 | 20.2904 | 20.2904 | 0 | 0 | 0 | 0 | 0 | 0 | 0 | 0 | 0 | 0 | 0 | 0 | 0 | 0 | 0 | 0 | 0 | 0 | 0 | 0 | 202.904
Advanced Thermostat | 11 | 879.5087 | 1 |  | 879.5087 | 879.5087 | 879.5087 | 879.5087 | 879.5087 | 879.5087 | 879.5087 | 879.5087 | 879.5087 | 879.5087 | 879.5087 | 0 | 0 | 0 | 0 | 0 | 0 | 0 | 0 | 0 | 0 | 0 | 0 | 0 | 0 | 0 | 0 | 0 | 0 | 0 | 9674.5958
Total |  | 1424.1223 | 0.92073 |  | 1311.2311 | 1311.2311 | 1141.1984 | 1141.1984 | 1141.1984 | 1058.9123 | 1058.9123 | 1014.728 | 984.4147 | 963.9212 | 884.5401 | 3.1315 | 0.034201 | 0.034201 | 0.034201 | 0 | 0 | 0 | 0 | 0 | 0 | 0 | 0 | 0 | 0 | 0 | 0 | 0 | 0 | 0 | 12014.72
Expiring 2019 CPAS |  |  |  |  | 0 | 0 | 170.0328 | 0 | 0 | 82.286 | 0 | 44.1844 | 30.3133 | 20.4935 | 79.3811 | 881.4086 | 3.0972 | 0 | 0 | 0.034201 | 0 | 0 | 0 | 0 | 0 | 0 | 0 | 0 | 0 | 0 | 0 | 0 | 0 | 0
Expired 2019 CPAS |  |  |  |  | 0 | 0 | 170.0328 | 170.0328 | 170.0328 | 252.3188 | 252.3188 | 296.5032 | 326.8165 | 347.31 | 426.6911 | 1308.0997 | 1311.1969 | 1311.1969 | 1311.1969 | 1311.2311 | 1311.2311 | 1311.2311 | 1311.2311 | 1311.2311 | 1311.2311 | 1311.2311 | 1311.2311 | 1311.2311 | 1311.2311 | 1311.2311 | 1311.2311 | 1311.2311 | 1311.2311 | 1311.2311
WAML | 10.3091
Notes | bar: CPAS (Verified Net MWh) 2018 to CPAS (Verified Net MWh) 2023
• Mid-life adjusted savings for Standard LEDs installed in in-unit, common area, and exterior. Shift occurs in 2021. • Mid-life adjusted savings for Specialty LEDs installed in in-unit and common area. Shift occurs in 2024. • Common Area LEDs have fractional measure life claiming savings 40% of annual savings in the 9th year. • Exterior LEDs have fractional measure life claiming ~60% of annual savings in the 12th year.

## DD (Rollup)
Direct Distribution Initiative
Channel | Measure Life | First-Year Verified Gross MWh | NTGR | CPAS (Verified Net MWh) | [30 empty] | Lifetime Savings
|  |  |  | 2018 | 2019 | 2020 | 2021 | 2022 | 2023 | 2024 | 2025 | 2026 | 2027 | 2028 | 2029 | 2030 | 2031 | 2032 | 2033 | 2034 | 2035 | 2036 | 2037 | 2038 | 2039 | 2040 | 2041 | 2042 | 2043 | 2044 | 2045 | 2046 | 2047 | 2048
School Kits | 8.7889 | 2013.7878 | 0.93055 |  | 1873.9268 | 1873.9268 | 1340.1044 | 1340.1044 | 1340.1044 | 1340.1044 | 1340.1044 | 806.0844 | 806.0844 | 525.2195 | 0 | 0 | 0 | 0 | 0 | 0 | 0 | 0 | 0 | 0 | 0 | 0 | 0 | 0 | 0 | 0 | 0 | 0 | 0 | 0 | 12585.7635
Appliance Recycling Kits | 8.9041 | 120.1721 | 1 |  | 120.1721 | 120.1721 | 84.842 | 84.842 | 84.842 | 84.842 | 84.842 | 47.6013 | 47.6013 | 33.099 | 0 | 0 | 0 | 0 | 0 | 0 | 0 | 0 | 0 | 0 | 0 | 0 | 0 | 0 | 0 | 0 | 0 | 0 | 0 | 0 | 792.8556
Community Kits | 9.0887 | 980.2225 | 1 |  | 980.2225 | 980.2225 | 641.9988 | 641.3419 | 641.3419 | 641.3419 | 641.3419 | 356.6355 | 356.0416 | 356.0416 | 0.4393 | 0.4393 | 0.4393 | 0.4393 | 0.4393 | 0.4393 | 0.4393 | 0.4393 | 0.4393 | 0.4393 | 0 | 0 | 0 | 0 | 0 | 0 | 0 | 0 | 0 | 0 | 6240.9233
Total |  | 3114.1824 | 0.95509 |  | 2974.3214 | 2974.3214 | 2066.9451 | 2066.2882 | 2066.2882 | 2066.2882 | 2066.2882 | 1210.3212 | 1209.7273 | 914.3602 | 0.4393 | 0.4393 | 0.4393 | 0.4393 | 0.4393 | 0.4393 | 0.4393 | 0.4393 | 0.4393 | 0.4393 | 0 | 0 | 0 | 0 | 0 | 0 | 0 | 0 | 0 | 0 | 19619.5424
Expiring 2019 CPAS |  |  |  |  | 0 | 0 | 907.3762 | 0.65688 | 0 | 0 | 0 | 855.9671 | 0.59387 | 295.3671 | 913.9209 | 0 | 0 | 0 | 0 | 0 | 0 | 0 | 0 | 0 | 0.4393 | 0 | 0 | 0 | 0 | 0 | 0 | 0 | 0 | 0
Expired 2019 CPAS |  |  |  |  | 0 | 0 | 907.3762 | 908.0331 | 908.0331 | 908.0331 | 908.0331 | 1764.0002 | 1764.5941 | 2059.9612 | 2973.8821 | 2973.8821 | 2973.8821 | 2973.8821 | 2973.8821 | 2973.8821 | 2973.8821 | 2973.8821 | 2973.8821 | 2973.8821 | 2974.3214 | 2974.3214 | 2974.3214 | 2974.3214 | 2974.3214 | 2974.3214 | 2974.3214 | 2974.3214 | 2974.3214 | 2974.3214
WAML | 8.8877

## Standard
Standard Initiative
Enduse | Measure Life | First-Year Verified Gross MWh | NTGR | CPAS (Verified Net MWh) | [30 empty] | Lifetime Savings
|  |  |  | 2018 | 2019 | 2020 | 2021 | 2022 | 2023 | 2024 | 2025 | 2026 | 2027 | 2028 | 2029 | 2030 | 2031 | 2032 | 2033 | 2034 | 2035 | 2036 | 2037 | 2038 | 2039 | 2040 | 2041 | 2042 | 2043 | 2044 | 2045 | 2046 | 2047 | 2048
Lighting | 12.1456 | 64779.7093 | 0.778 |  | 50398.6139 | 50383.9071 | 49893.2392 | 49393.3198 | 48777.2462 | 48058.3284 | 46818.9642 | 45777.7636 | 44199.2153 | 43581.3584 | 41641.6895 | 27888.3692 | 15275.026 | 14053.8168 | 13406.1792 | 129.3535 | 0 | 0 | 0 | 0 | 0 | 0 | 0 | 0 | 0 | 0 | 0 | 0 | 0 | 0 | 589676.3903
HVAC | 12.0918 | 8010.948 | 0.557 |  | 4462.0981 | 4462.0981 | 4462.0981 | 4261.5557 | 4261.5557 | 4261.5557 | 4261.5557 | 4261.5557 | 3878.2917 | 3878.2917 | 3694.5879 | 3456.4595 | 3456.4595 | 3456.4595 | 3456.4595 | 477.7239 | 429.9818 | 382.2396 | 382.2396 | 382.2396 | 382.2396 | 382.2396 | 382.2396 | 0 | 0 | 0 | 0 | 0 | 0 | 0 | 63172.2253
Specialty Equipment | 10.9778 | 1098.7022 | 0.849 |  | 932.7982 | 932.7982 | 932.7982 | 932.7982 | 918.209 | 904.8627 | 904.8627 | 904.8627 | 878.6999 | 878.6999 | 649.2831 | 649.2831 | 388.6923 | 317.7368 | 317.7368 | 0 | 0 | 0 | 0 | 0 | 0 | 0 | 0 | 0 | 0 | 0 | 0 | 0 | 0 | 0 | 11444.122
VSDs | 15 | 6515.5044 | 0.833 |  | 5427.4152 | 5427.4152 | 5427.4152 | 5427.4152 | 5427.4152 | 5427.4152 | 5427.4152 | 5427.4152 | 5427.4152 | 5427.4152 | 5427.4152 | 5427.4152 | 5427.4152 | 5427.4152 | 5427.4152 | 0 | 0 | 0 | 0 | 0 | 0 | 0 | 0 | 0 | 0 | 0 | 0 | 0 | 0 | 0 | 81411.2274
Leak Survey and Repair | 5 | 888.0489 | 0.702 |  | 623.4103 | 623.4103 | 623.4103 | 623.4103 | 623.4103 | 0 | 0 | 0 | 0 | 0 | 0 | 0 | 0 | 0 | 0 | 0 | 0 | 0 | 0 | 0 | 0 | 0 | 0 | 0 | 0 | 0 | 0 | 0 | 0 | 0 | 3117.0517
Green Nozzles | 5 | 60.0163 | 0.92 |  | 55.215 | 55.215 | 55.215 | 55.215 | 55.215 | 0 | 0 | 0 | 0 | 0 | 0 | 0 | 0 | 0 | 0 | 0 | 0 | 0 | 0 | 0 | 0 | 0 | 0 | 0 | 0 | 0 | 0 | 0 | 0 | 0 | 276.0748
Instant Incentives | 14.2043 | 37050.3387 | 0.89139 |  | 33026.2932 | 33026.2932 | 33024.8493 | 33024.8493 | 33024.8493 | 33024.8493 | 33024.8493 | 33024.8493 | 33024.8307 | 32949.5351 | 32634.2799 | 29877.4931 | 28290.3343 | 27710.93 | 19619.412 | 0 | 0 | 0 | 0 | 0 | 0 | 0 | 0 | 0 | 0 | 0 | 0 | 0 | 0 | 0 | 468308.4973
Online Store | 8.9676 | 1245.8585 | 0.831 |  | 1035.3084 | 1035.3084 | 897.5314 | 897.5314 | 862.2039 | 790.8616 | 724.5118 | 609.6851 | 406.3853 | 377.174 | 362.0957 | 38.269 | 37.6268 | 35.1775 | 34.0614 | 11.0559 | 0 | 0 | 0 | 0 | 0 | 0 | 0 | 0 | 0 | 0 | 0 | 0 | 0 | 0 | 8154.7879
SBDI | 13.9946 | 79840.649 | 0.96196 |  | 76803.7914 | 76788.4883 | 76090.5421 | 74007.5163 | 71735.1942 | 69907.8221 | 69402.9873 | 69143.9416 | 68832.7871 | 67685.3665 | 67032.6606 | 55281.6351 | 32779.5875 | 29707.1125 | 27726.1295 | 180.752 | 0 | 0 | 0 | 0 | 0 | 0 | 0 | 0 | 0 | 0 | 0 | 0 | 0 | 0 | 933106.3142
SBEP | 18.5331 | 7.4151 | 0.8 |  | 5.9321 | 5.9321 | 5.9321 | 5.9321 | 5.9321 | 5.9321 | 3.8917 | 3.8917 | 3.8917 | 3.8917 | 4.0614 | 4.0614 | 4.0614 | 4.0614 | 4.0614 | 3.1406 | 3.1406 | 3.1406 | 2.5629 | 2.5629 | 0 | 0 | 0 | 0 | 0 | 0 | 0 | 0 | 0 | 0 | 86.0142
Total |  | 199497.1906 | 0.86603 |  | 172770.8757 | 172740.8658 | 171413.0308 | 168629.5433 | 165691.2308 | 162381.6271 | 160569.0379 | 159153.9649 | 156651.517 | 154781.7324 | 151446.0734 | 122622.9856 | 85659.203 | 80712.7096 | 69991.455 | 802.0259 | 433.1224 | 385.3802 | 384.8025 | 384.8025 | 382.2396 | 382.2396 | 382.2396 | 0 | 0 | 0 | 0 | 0 | 0 | 0 | 2158752.705
Expiring 2019 CPAS |  |  |  |  | 0 | 30.0098 | 1327.835 | 2783.4875 | 2938.3125 | 3309.6037 | 1812.5892 | 1415.073 | 2502.4479 | 1869.7846 | 3335.659 | 28823.0878 | 36963.7826 | 4946.4934 | 10721.2547 | 69189.429 | 368.9035 | 47.7421 | 0.5777 | 0 | 2.5629 | 0 | 0 | 382.2396 | 0 | 0 | 0 | 0 | 0 | 0
Expired 2019 CPAS |  |  |  |  | 0 | 30.0098 | 1357.8449 | 4141.3324 | 7079.6449 | 10389.2486 | 12201.8378 | 13616.9108 | 16119.3587 | 17989.1432 | 21324.8023 | 50147.8901 | 87111.6727 | 92058.1661 | 102779.4207 | 171968.8498 | 172337.7533 | 172385.4955 | 172386.0732 | 172386.0732 | 172388.636 | 172388.636 | 172388.636 | 172770.8757 | 172770.8757 | 172770.8757 | 172770.8757 | 172770.8757 | 172770.8757 | 172770.8757
WAML | 13.299
Measure Category | Measure Life | First-Year Verified Gross MWh | NTGR | CPAS (Verified Net MWh) 2018: CPAS (Verified Net MWh)
|  |  |  | 2033 | 2034 | 2035 | 2036 | 2037 | 2038 | 2039 | 2040 | 2041 | 2042 | 2043 | 2044 | 2045 | 2046 | 2047
Lighting | 12.1456 | 64779.7093 | 0.778 | 13406.1792 | 129.3535 | 0 | 0 | 0 | 0 | 0 | 0 | 0 | 0 | 0 | 0 | 0 | 0 | 0
HVAC | 12.0918 | 8010.948 | 0.557 | 3456.4595 | 477.7239 | 429.9818 | 382.2396 | 382.2396 | 382.2396 | 382.2396 | 382.2396 | 382.2396 | 0 | 0 | 0 | 0 | 0 | 0
Specialty Equipment | 10.9778 | 1098.7022 | 0.849 | 317.7368 | 0 | 0 | 0 | 0 | 0 | 0 | 0 | 0 | 0 | 0 | 0 | 0 | 0 | 0
VSDs | 15 | 6515.5044 | 0.833 | 5427.4152 | 0 | 0 | 0 | 0 | 0 | 0 | 0 | 0 | 0 | 0 | 0 | 0 | 0 | 0
Leak Survey and Repair | 5 | 888.0489 | 0.702 | 0 | 0 | 0 | 0 | 0 | 0 | 0 | 0 | 0 | 0 | 0 | 0 | 0 | 0 | 0
Green Nozzles | 5 | 60.0163 | 0.92 | 0 | 0 | 0 | 0 | 0 | 0 | 0 | 0 | 0 | 0 | 0 | 0 | 0 | 0 | 0
Instant Incentives | 14.2043 | 37050.3387 | 0.89139 | 19619.412 | 0 | 0 | 0 | 0 | 0 | 0 | 0 | 0 | 0 | 0 | 0 | 0 | 0 | 0
Online Store | 8.9676 | 1245.8585 | 0.831 | 34.0614 | 11.0559 | 0 | 0 | 0 | 0 | 0 | 0 | 0 | 0 | 0 | 0 | 0 | 0 | 0
SBDI | 13.9946 | 79840.649 | 0.96196 | 27726.1295 | 180.752 | 0 | 0 | 0 | 0 | 0 | 0 | 0 | 0 | 0 | 0 | 0 | 0 | 0
SBEP | 18.5331 | 7.4151 | 0.8 | 4.0614 | 3.1406 | 3.1406 | 3.1406 | 2.5629 | 2.5629 | 0 | 0 | 0 | 0 | 0 | 0 | 0 | 0 | 0
Total |  | 199497.1906 | 0.0040202 | 69991.455 | 802.0259 | 433.1224 | 385.3802 | 384.8025 | 384.8025 | 382.2396 | 382.2396 | 382.2396 | 0 | 0 | 0 | 0 | 0 | 0
Expiring 2019 CPAS |  |  |  | 10721.2547 | 69189.429 | 368.9035 | 47.7421 | 0.5777 | 0 | 2.5629 | 0 | 0 | 382.2396 | 0 | 0 | 0 | 0 | 0
Expired 2019 CPAS |  |  |  | 102779.4207 | 171968.8498 | 172337.7533 | 172385.4955 | 172386.0732 | 172386.0732 | 172388.636 | 172388.636 | 172388.636 | 172770.8757 | 172770.8757 | 172770.8757 | 172770.8757 | 172770.8757 | 172770.8757
WAML | 13.299
Notes | bar: CPAS (Verified Net MWh) 2033 to CPAS (Verified Net MWh) 2037
• Measures replacing T12 linear lamps have a baseline shift in year 2020. These measures include, "4.5.3. High Performance and Reduced Wattage T8 Fixtures and Lamps,"4.5.12. T5 Fixtures and Lamps," "4.5.2. Fluorescent Delamping," and "4.5.4. LED Bulbs and Fixture." • Standard lamps a part of measure "4.5.4. LED Bulbs and Fixtures" have a baseline shift in 2021. • Lighting measure "4.5.4. LED Bulbs and Fixtures" has a 50,000 hours effective useful life (EUL). Depending on annual operating hours, some lamps end-of-life may occur mid-year, illustrated by incremental drop-offs in annual persistent savings after 2023; the shortest lifetime possible is 5.7 years (8,766 hoursannual/50,000 hoursEUL). • Package Terminal Air Conditioner (PTAC) and Package Terminal Heat Pump (PTHP) measures have an early replacement option with an remaining EUL of 5 years for the existing equipment. The baseline shift occurs in 2023. • The EUL for High Efficiency Furnace measures is 16.5 years.

## Custom
Custom Initiative
Offering | Measure Life | First-Year Verified Gross MWh | NTGR | CPAS (Verified Net MWh) | [28 empty] | Lifetime Savings
|  |  |  | 2018 | 2019 | 2020 | 2021 | 2022 | 2023 | 2024 | 2025 | 2026 | 2027 | 2028 | 2029 | 2030 | 2031 | 2032 | 2033 | 2034 | 2035 | 2036 | 2037 | 2038 | 2039 | 2040 | 2041 | 2042 | 2043 | 2044 | 2045 | 2046
Custom Incentives | 15.4039 | 21661.4263 | 0.822 |  | 17805.6925 | 17805.6925 | 17750.4036 | 17649.3019 | 17618.7464 | 17618.7464 | 17618.7464 | 17604.7013 | 17485.1825 | 17360.6982 | 17249.4485 | 17160.331 | 15808.8958 | 12442.9638 | 10688.9181 | 7255.3251 | 4444.4118 | 3156.6852 | 1714.0754 | 1714.0754 | 1711.7162 | 1676.1146 | 1249.4661 | 885.3211 | 699.4388 | 52.6657 | 49.0455 | 0 | 274276.8096
New Construction Lighting | 12.5325 | 5921.1727 | 0.822 |  | 4867.204 | 4867.204 | 4867.204 | 4867.204 | 4867.204 | 4867.204 | 4582.2235 | 4531.4985 | 4524.7704 | 4471.1645 | 4396.7538 | 2483.9166 | 2061.2108 | 1943.8246 | 1510.5419 | 823.0691 | 319.2011 | 146.9901 | 0 | 0 | 0 | 0 | 0 | 0 | 0 | 0 | 0 | 0 | 60998.3886
Total |  | 27582.599 | 0.822 |  | 22672.8964 | 22672.8964 | 22617.6076 | 22516.5058 | 22485.9503 | 22485.9503 | 22200.9699 | 22136.1997 | 22009.9529 | 21831.8627 | 21646.2023 | 19644.2476 | 17870.1065 | 14386.7884 | 12199.46 | 8078.3942 | 4763.613 | 3303.6753 | 1714.0754 | 1714.0754 | 1711.7162 | 1676.1146 | 1249.4661 | 885.3211 | 699.4388 | 52.6657 | 49.0455 | 0 | 335275.1982
Expiring 2019 CPAS |  |  |  |  | 0 | 0 | 55.2888 | 101.1018 | 30.5555 | 0 | 284.9804 | 64.7701 | 126.2468 | 178.0902 | 185.6603 | 2001.9547 | 1774.141 | 3483.3182 | 2187.3283 | 4121.0658 | 3314.7812 | 1459.9377 | 1589.5999 | 0 | 2.3593 | 35.6016 | 426.6485 | 364.145 | 185.8823 | 646.7731 | 3.6202 | 49.0455
Expired 2019 CPAS |  |  |  |  | 0 | 0 | 55.2888 | 156.3906 | 186.9461 | 186.9461 | 471.9265 | 536.6967 | 662.9435 | 841.0337 | 1026.6941 | 3028.6488 | 4802.7899 | 8286.108 | 10473.4364 | 14594.5022 | 17909.2834 | 19369.2211 | 20958.821 | 20958.821 | 20961.1802 | 20996.7818 | 21423.4303 | 21787.5753 | 21973.4576 | 22620.2307 | 22623.851 | 22672.8964
WAML | 14.7875

## Custom Conv.
2019 Custom Initiative Gas Conversion CPAS
[7 empty] | 1 | 2 | 3 | 4 | 5 | 6 | 7 | 8 | 9 | 10 | 11 | 12 | 13 | 14 | 15 | 16 | 17 | 18 | 19 | 20 | 21 | 22 | 23 | 24 | 25 | 26 | 27 | 28 | 1 | 2 | 3 | 4 | 5 | 6 | 7 | 8 | 9 | 10 | 11 | 12 | 13 | 14 | 15 | 16 | 17 | 18 | 19 | 20 | 21 | 22 | 23 | 24 | 25 | 26 | 27 | 28 | 1 | 2 | 3 | 4 | 5 | 6 | 7 | 8 | 9 | 10 | 11 | 12 | 13 | 14 | 15 | 16 | 17 | 18 | 19 | 20 | 21 | 22 | 23 | 24 | 25 | 26 | 27 | 28
Offering | Measure Life | First-Year Verified Gross MWh | NTGR | CPAS (Verified Net MWh) |  |  | 27: Lifetime Savings
|  |  |  | 2018 | 2019 | 2020 | 2021 | 2022 | 2023 | 2024 | 2025 | 2026 | 2027 | 2028 | 2029 | 2030 | 2031 | 2032 | 2033 | 2034 | 2035 | 2036 | 2037 | 2038 | 2039 | 2040 | 2041 | 2042 | 2043 | 2044 | 2045 | 2046 | 2047
Custom Gas Conversion | 14.386 | 2858.1589 | 0.939 |  | 2683.8112 | 2683.8112 | 2683.8112 | 2683.8112 | 2683.8112 | 2683.8112 | 2683.8112 | 2683.8112 | 2683.8112 | 2683.8112 | 2683.8112 | 2683.8112 | 2586.2736 | 2415.7579 | 1401.4909 | 0 | 0 | 0 | 0 | 0 | 0 | 0 | 0 | 0 | 0 | 0 | 0 | 0 | 38609.2573
Total |  | 2858.1589 | 0.939 |  | 2683.8112 | 2683.8112 | 2683.8112 | 2683.8112 | 2683.8112 | 2683.8112 | 2683.8112 | 2683.8112 | 2683.8112 | 2683.8112 | 2683.8112 | 2683.8112 | 2586.2736 | 2415.7579 | 1401.4909 | 0 | 0 | 0 | 0 | 0 | 0 | 0 | 0 | 0 | 0 | 0 | 0 | 0 | 38609.2573
Expiring 2019 CPAS |  |  |  |  | 0 | 0 | 0 | 0 | 0 | 0 | 0 | 0 | 0 | 0 | 0 | 0 | 97.5376 | 170.5157 | 1014.267 | 1401.4909 | 0 | 0 | 0 | 0 | 0 | 0 | 0 | 0 | 0 | 0 | 0 | 0
Expired 2019 CPAS |  |  |  |  | 0 | 0 | 0 | 0 | 0 | 0 | 0 | 0 | 0 | 0 | 0 | 0 | 97.5376 | 268.0534 | 1282.3204 | 2683.8112 | 2683.8112 | 2683.8112 | 2683.8112 | 2683.8112 | 2683.8112 | 2683.8112 | 2683.8112 | 2683.8112 | 2683.8112 | 2683.8112 | 2683.8112 | 2683.8112
WAML | 14.386
Offering | Measure Life | First-Year Verified Gross MWh | NTGR | CPAS (Verified Net MWh) 2018: CPAS (Verified Net MWh)
|  |  |  | 2033 | 2034 | 2035 | 2036 | 2037 | 2038 | 2039 | 2040 | 2041 | 2042 | 2043 | 2044 | 2045 | 2046 | 2047
Custom Gas Conversion | 14.386 | 2858.1589 | 0.939 | 1401.4909 | 0 | 0 | 0 | 0 | 0 | 0 | 0 | 0 | 0 | 0 | 0 | 0 | 0 | 0
Total |  | 2858.1589 | 0.939 | 1401.4909 | 0 | 0 | 0 | 0 | 0 | 0 | 0 | 0 | 0 | 0 | 0 | 0 | 0 | 0
Expiring 2019 CPAS |  |  |  | 1014.267 | 1401.4909 | 0 | 0 | 0 | 0 | 0 | 0 | 0 | 0 | 0 | 0 | 0 | 0 | 0
Expired 2019 CPAS |  |  |  | 1282.3204 | 2683.8112 | 2683.8112 | 2683.8112 | 2683.8112 | 2683.8112 | 2683.8112 | 2683.8112 | 2683.8112 | 2683.8112 | 2683.8112 | 2683.8112 | 2683.8112 | 2683.8112 | 2683.8112
WAML | 14.386

## RCx
Retro-Commissioning Initiative
Measure Category | Measure Life | First-Year Verified Gross MWh | NTGR | CPAS (Verified Net MWh) | [28 empty] | Lifetime Savings
|  |  |  | 2018 | 2019 | 2020 | 2021 | 2022 | 2023 | 2024 | 2025 | 2026 | 2027 | 2028 | 2029 | 2030 | 2031 | 2032 | 2033 | 2034 | 2035 | 2036 | 2037 | 2038 | 2039 | 2040 | 2041 | 2042 | 2043 | 2044 | 2045 | 2046
Compressed Air Retro-Commissioning | 4.7364 | 3681.7847 | 0.89 |  | 3276.7884 | 3270.2158 | 3057.704 | 3020.3003 | 2895.079 | 0 | 0 | 0 | 0 | 0 | 0 | 0 | 0 | 0 | 0 | 0 | 0 | 0 | 0 | 0 | 0 | 0 | 0 | 0 | 0 | 0 | 0 | 0 | 15520.0875
Large Facility Retro-Commissioning | 7.5 | 890.027 | 0.89 |  | 792.124 | 792.124 | 792.124 | 792.124 | 792.124 | 792.124 | 792.124 | 396.062 | 0 | 0 | 0 | 0 | 0 | 0 | 0 | 0 | 0 | 0 | 0 | 0 | 0 | 0 | 0 | 0 | 0 | 0 | 0 | 0 | 5940.9302
Retro-Commissioning Lite | 7.5 | 108.206 | 0.89 |  | 96.3033 | 96.3033 | 96.3033 | 96.3033 | 96.3033 | 96.3033 | 96.3033 | 48.1517 | 0 | 0 | 0 | 0 | 0 | 0 | 0 | 0 | 0 | 0 | 0 | 0 | 0 | 0 | 0 | 0 | 0 | 0 | 0 | 0 | 722.275
Total |  | 4680.0177 | 0.89 |  | 4165.2157 | 4158.6432 | 3946.1314 | 3908.7276 | 3783.5063 | 888.4274 | 888.4274 | 444.2137 | 0 | 0 | 0 | 0 | 0 | 0 | 0 | 0 | 0 | 0 | 0 | 0 | 0 | 0 | 0 | 0 | 0 | 0 | 0 | 0 | 22183.2928
Expiring 2019 CPAS |  |  |  |  | 0 | 6.5725 | 212.5118 | 37.4038 | 125.2213 | 2895.079 | 0 | 444.2137 | 444.2137 | 0 | 0 | 0 | 0 | 0 | 0 | 0 | 0 | 0 | 0 | 0 | 0 | 0 | 0 | 0 | 0 | 0 | 0 | 0
Expired 2019 CPAS |  |  |  |  | 0 | 6.5725 | 219.0843 | 256.4881 | 381.7094 | 3276.7884 | 3276.7884 | 3721.0021 | 4165.2157 | 4165.2157 | 4165.2157 | 4165.2157 | 4165.2157 | 4165.2157 | 4165.2157 | 4165.2157 | 4165.2157 | 4165.2157 | 4165.2157 | 4165.2157 | 4165.2157 | 4165.2157 | 4165.2157 | 4165.2157 | 4165.2157 | 4165.2157 | 4165.2157 | 4165.2157
WAML | 5.3258

## SL
Streetlighting Initiative
Measure Category | Measure Life | First-Year Verified Gross MWh | NTGR | CPAS (Verified Net MWh) | [30 empty] | Lifetime Savings
|  |  |  | 2018 | 2019 | 2020 | 2021 | 2022 | 2023 | 2024 | 2025 | 2026 | 2027 | 2028 | 2029 | 2030 | 2031 | 2032 | 2033 | 2034 | 2035 | 2036 | 2037 | 2038 | 2039 | 2040 | 2041 | 2042 | 2043 | 2044 | 2045 | 2046 | 2047 | 2048
Municipality-Owned Streetlighting: DLC Standard | 12 | 385.5193 | 1 |  | 385.5193 | 385.5193 | 385.5193 | 385.5193 | 385.5193 | 385.5193 | 385.5193 | 385.5193 | 385.5193 | 385.5193 | 385.5193 | 385.5193 | 0 | 0 | 0 | 0 | 0 | 0 | 0 | 0 | 0 | 0 | 0 | 0 | 0 | 0 | 0 | 0 | 0 | 0 | 4626.2319
Municipality-Owned Streetlighting: DLC Premium | 12 | 495.8257 | 1 |  | 495.8257 | 495.8257 | 495.8257 | 495.8257 | 495.8257 | 495.8257 | 495.8257 | 495.8257 | 495.8257 | 495.8257 | 495.8257 | 495.8257 | 0 | 0 | 0 | 0 | 0 | 0 | 0 | 0 | 0 | 0 | 0 | 0 | 0 | 0 | 0 | 0 | 0 | 0 | 5949.9078
Utility-Owned Streetlighting | 12 | 2208.1447 | 1 |  | 2208.1447 | 2208.1447 | 2208.1447 | 2208.1447 | 2208.1447 | 2208.1447 | 2208.1447 | 2208.1447 | 2208.1447 | 2208.1447 | 2208.1447 | 2208.1447 | 0 | 0 | 0 | 0 | 0 | 0 | 0 | 0 | 0 | 0 | 0 | 0 | 0 | 0 | 0 | 0 | 0 | 0 | 26497.7363
Utility-Owned Streetlighting - Replacing Mercury Vapor | 12 | 924.3791 | 1 |  | 924.3791 | 924.3791 | 924.3791 | 924.3791 | 234.4188 | 234.4188 | 234.4188 | 234.4188 | 234.4188 | 234.4188 | 234.4188 | 234.4188 | 0 | 0 | 0 | 0 | 0 | 0 | 0 | 0 | 0 | 0 | 0 | 0 | 0 | 0 | 0 | 0 | 0 | 0 | 5572.8669
Total |  | 4013.8687 | 1 |  | 4013.8687 | 4013.8687 | 4013.8687 | 4013.8687 | 3323.9085 | 3323.9085 | 3323.9085 | 3323.9085 | 3323.9085 | 3323.9085 | 3323.9085 | 3323.9085 | 0 | 0 | 0 | 0 | 0 | 0 | 0 | 0 | 0 | 0 | 0 | 0 | 0 | 0 | 0 | 0 | 0 | 0 | 42646.743
Expiring 2019 CPAS |  |  |  |  | 0 | 0 | 0 | 0 | 689.9602 | 0 | 0 | 0 | 0 | 0 | 0 | 0 | 3323.9085 | 0 | 0 | 0 | 0 | 0 | 0 | 0 | 0 | 0 | 0 | 0 | 0 | 0 | 0 | 0 | 0 | 0
Expired 2019 CPAS |  |  |  |  | 0 | 0 | 0 | 0 | 689.9602 | 689.9602 | 689.9602 | 689.9602 | 689.9602 | 689.9602 | 689.9602 | 689.9602 | 4013.8687 | 4013.8687 | 4013.8687 | 4013.8687 | 4013.8687 | 4013.8687 | 4013.8687 | 4013.8687 | 4013.8687 | 4013.8687 | 4013.8687 | 4013.8687 | 4013.8687 | 4013.8687 | 4013.8687 | 4013.8687 | 4013.8687 | 4013.8687
WAML | 12
Notes
• A baseline shift occurs in 2023 for measures installed as early replacement of mercury vapor lamps. IL-TRM v8.0 stipulates that mercury vapor lamps have a four-year remaining useful life (footnote 881 stipulates RUL is one third of the ECM measure life).

## BOC
Building Operator Certification
Measure Category | Measure Life | First-Year Verified Gross MWh | NTGR | CPAS (Verified Net MWh) | [30 empty] | Lifetime Savings
|  |  |  | 2018 | 2019 | 2020 | 2021 | 2022 | 2023 | 2024 | 2025 | 2026 | 2027 | 2028 | 2029 | 2030 | 2031 | 2032 | 2033 | 2034 | 2035 | 2036 | 2037 | 2038 | 2039 | 2040 | 2041 | 2042 | 2043 | 2044 | 2045 | 2046 | 2047 | 2048
Lighting | 14.2291 | 128.1929 | N/A |  | 128.1929 | 128.1929 | 128.1929 | 128.1929 | 128.1929 | 128.1929 | 128.1929 | 128.1929 | 120.9994 | 120.9994 | 120.6966 | 119.2471 | 119.2471 | 119.2471 | 97.5987 | 1.2281 | 0 | 0 | 0 | 0 | 0 | 0 | 0 | 0 | 0 | 0 | 0 | 0 | 0 | 0 | 1844.8066
Cooling tower optimization | 15 | 108.888 | N/A |  | 108.888 | 108.888 | 108.888 | 108.888 | 108.888 | 108.888 | 108.888 | 108.888 | 108.888 | 108.888 | 108.888 | 108.888 | 108.888 | 108.888 | 108.888 | 0 | 0 | 0 | 0 | 0 | 0 | 0 | 0 | 0 | 0 | 0 | 0 | 0 | 0 | 0 | 1633.32
Boiler/hot water/steam system | 17.5 | 64.9586 | N/A |  | 64.9586 | 64.9586 | 64.9586 | 64.9586 | 64.9586 | 64.9586 | 64.9586 | 64.9586 | 64.9586 | 64.9586 | 64.9586 | 64.9586 | 64.9586 | 64.9586 | 64.9586 | 0 | 0 | 0 | 0 | 0 | 0 | 0 | 0 | 0 | 0 | 0 | 0 | 0 | 0 | 0 | 974.3794
Chiller/chilled water system | 15 | 9.4739 | N/A |  | 9.4739 | 9.4739 | 9.4739 | 9.4739 | 9.4739 | 9.4739 | 9.4739 | 9.4739 | 9.4739 | 9.4739 | 9.4739 | 9.4739 | 9.4739 | 9.4739 | 9.4739 | 0 | 0 | 0 | 0 | 0 | 0 | 0 | 0 | 0 | 0 | 0 | 0 | 0 | 0 | 0 | 142.1087
HVAC scheduling | 3 | 4.3418 | N/A |  | 4.3418 | 4.3418 | 4.3418 | 0 | 0 | 0 | 0 | 0 | 0 | 0 | 0 | 0 | 0 | 0 | 0 | 0 | 0 | 0 | 0 | 0 | 0 | 0 | 0 | 0 | 0 | 0 | 0 | 0 | 0 | 0 | 13.0255
Economizer and ventilation controls | 5 | 3.0702 | N/A |  | 3.0702 | 3.0702 | 3.0702 | 3.0702 | 3.0702 | 0 | 0 | 0 | 0 | 0 | 0 | 0 | 0 | 0 | 0 | 0 | 0 | 0 | 0 | 0 | 0 | 0 | 0 | 0 | 0 | 0 | 0 | 0 | 0 | 0 | 15.3512
Water pump optimization | 8 | 2.5533 | N/A |  | 2.5533 | 2.5533 | 2.5533 | 2.5533 | 2.5533 | 2.5533 | 2.5533 | 2.5533 | 0 | 0 | 0 | 0 | 0 | 0 | 0 | 0 | 0 | 0 | 0 | 0 | 0 | 0 | 0 | 0 | 0 | 0 | 0 | 0 | 0 | 0 | 20.4265
Package/Split-System HVAC Changes | 8 | 0.62552 | N/A |  | 0.62552 | 0.62552 | 0.62552 | 0.62552 | 0.62552 | 0.62552 | 0.62552 | 0.62552 | 0 | 0 | 0 | 0 | 0 | 0 | 0 | 0 | 0 | 0 | 0 | 0 | 0 | 0 | 0 | 0 | 0 | 0 | 0 | 0 | 0 | 0 | 5.0042
2019 CPAS |  | 322.1043 | N/A |  | 322.1043 | 322.1043 | 322.1043 | 317.7625 | 317.7625 | 314.6923 | 314.6923 | 314.6923 | 304.3199 | 304.3199 | 304.0171 | 302.5677 | 302.5677 | 302.5677 | 280.9192 | 1.2281 | 0 | 0 | 0 | 0 | 0 | 0 | 0 | 0 | 0 | 0 | 0 | 0 | 0 | 0 | 4648.422
Expiring 2019 CPAS |  |  |  |  | 0 | 0 | 0 | 4.3418 | 0 | 3.0702 | 0 | 0 | 10.3723 | 0 | 0.30279 | 1.4495 | 0 | 0 | 21.6485 | 279.6911 | 1.2281 | 0 | 0 | 0 | 0 | 0 | 0 | 0 | 0 | 0 | 0 | 0 | 0 | 0
Expired 2019 CPAS |  |  |  |  | 0 | 0 | 0 | 4.3418 | 4.3418 | 7.4121 | 7.4121 | 7.4121 | 17.7844 | 17.7844 | 18.0872 | 19.5366 | 19.5366 | 19.5366 | 41.1851 | 320.8762 | 322.1043 | 322.1043 | 322.1043 | 322.1043 | 322.1043 | 322.1043 | 322.1043 | 322.1043 | 322.1043 | 322.1043 | 322.1043 | 322.1043 | 322.1043 | 322.1043
WAML | 14.8712

## VO
Voltage Optimization Program
|  |  |  | 0 | 1 | 2 | 3 | 4 | 5 | 6 | 7 | 8 | 9 | 10 | 11 | 12 | 13 | 14 | 15 | 16 | 17 | 18 | 19 | 20 | 21 | 22 | 23 | 24 | 25 | 26 | 27 | 28 | 29 | 30
Measure Category | Measure Life | First-Year Verified Gross Savings (MWh) | NTGR | 0: CPAS (Verified Net MWh) | Lifetime Savings
|  |  |  | 2018 | 2019 | 2020 | 2021 | 2022 | 2023 | 2024 | 2025 | 2026 | 2027 | 2028 | 2029 | 2030 | 2031 | 2032 | 2033 | 2034 | 2035 | 2036 | 2037 | 2038 | 2039 | 2040 | 2041 | 2042 | 2043 | 2044 | 2045 | 2046 | 2047 | 2048
Voltage Optimization - 2019 Cohort | 15 | 9174.5946 | N/A |  | 9174.5946 | 9174.5946 | 9174.5946 | 9174.5946 | 9174.5946 | 9174.5946 | 9174.5946 | 9174.5946 | 9174.5946 | 9174.5946 | 9174.5946 | 9174.5946 | 9174.5946 | 9174.5946 | 9174.5946 | 0 | 0 | 0 | 0 | 0 | 0 | 0 | 0 | 0 | 0 | 0 | 0 | 0 | 0 | 0 | 137618.9194
2019 CPAS |  | 9174.5946 | N/A |  | 9174.5946 | 9174.5946 | 9174.5946 | 9174.5946 | 9174.5946 | 9174.5946 | 9174.5946 | 9174.5946 | 9174.5946 | 9174.5946 | 9174.5946 | 9174.5946 | 9174.5946 | 9174.5946 | 9174.5946 | 0 | 0 | 0 | 0 | 0 | 0 | 0 | 0 | 0 | 0 | 0 | 0 | 0 | 0 | 0 | 137618.9194
Expiring 2019 CPAS |  |  |  |  | 0 | 0 | 0 | 0 | 0 | 0 | 0 | 0 | 0 | 0 | 0 | 0 | 0 | 0 | 0 | 9174.5946 | 0 | 0 | 0 | 0 | 0 | 0 | 0 | 0 | 0 | 0 | 0 | 0 | 0 | 0
Expired 2019 CPAS |  |  |  |  | 0 | 0 | 0 | 0 | 0 | 0 | 0 | 0 | 0 | 0 | 0 | 0 | 0 | 0 | 0 | 9174.5946 | 9174.5946 | 9174.5946 | 9174.5946 | 9174.5946 | 9174.5946 | 9174.5946 | 9174.5946 | 9174.5946 | 9174.5946 | 9174.5946 | 9174.5946 | 9174.5946 | 9174.5946 | 9174.5946
WAML | 15 | bar: CPAS (Verified Net MWh) 2018 to CPAS (Verified Net MWh) 2032
Measure Category | Measure Life | First-Year Verified Gross Savings (MWh) | NTGR | CPAS (Verified Net MWh) 2018: CPAS (Verified Net MWh)
|  |  |  | 2033 | 2034 | 2035 | 2036 | 2037 | 2038 | 2039 | 2040 | 2041 | 2042 | 2043 | 2044 | 2045 | 2046 | 2047
Voltage Optimization - 2019 Cohort | 15 | 9174.5946 | N/A | 9174.5946 | 0 | 0 | 0 | 0 | 0 | 0 | 0 | 0 | 0 | 0 | 0 | 0 | 0 | 0
2019 CPAS |  | 9174.5946 | N/A | 0 | 0 | 0 | 0 | 0 | 0 | 0 | 0 | 0 | 0 | 0 | 0 | 0 | 0 | 0
Expiring 2019 CPAS |  |  |  | 9174.5946 | 0 | 0 | 0 | 0 | 0 | 0 | 0 | 0 | 0 | 0 | 0 | 0 | 0 | 0
Expired 2019 CPAS |  |  |  | 9174.5946 | 9174.5946 | 9174.5946 | 9174.5946 | 9174.5946 | 9174.5946 | 9174.5946 | 9174.5946 | 9174.5946 | 9174.5946 | 9174.5946 | 9174.5946 | 9174.5946 | 9174.5946 | 9174.5946
WAML | 15
Notes
• Measure life is deemed at 15 years by FEJA.

## IQ (by Channel)
IQ Initiative Measure-Level CPAS and WAML by Channel
CAA Channel |  |  |  |  | 1 | 2 | 3 | 4 | 5 | 6 | 7 | 8 | 9 | 10 | 11 | 12 | 13 | 14 | 15 | 16 | 17 | 18 | 19 | 20
Measure Category | Measure Life | First-Year Verified Gross MWh | NTGR | CPAS (Verified Net MWh) | [30 empty] | Lifetime Savings
|  |  |  | 2018 | 2019 | 2020 | 2021 | 2022 | 2023 | 2024 | 2025 | 2026 | 2027 | 2028 | 2029 | 2030 | 2031 | 2032 | 2033 | 2034 | 2035 | 2036 | 2037 | 2038 | 2039 | 2040 | 2041 | 2042 | 2043 | 2044 | 2045 | 2046 | 2047 | 2048
Advanced Thermostat | 11 | 21.3528 | 1 |  | 21.3528 | 21.3528 | 21.3528 | 21.3528 | 21.3528 | 21.3528 | 21.3528 | 21.3528 | 21.3528 | 21.3528 | 21.3528 | 0 | 0 | 0 | 0 | 0 | 0 | 0 | 0 | 0 | 0 | 0 | 0 | 0 | 0 | 0 | 0 | 0 | 0 | 0 | 234.8805
Air Sealing | 20 | 188.2797 | 1 |  | 188.2797 | 188.2797 | 188.2797 | 188.2797 | 188.2797 | 188.2797 | 188.2797 | 188.2797 | 188.2797 | 188.2797 | 193.3416 | 193.3416 | 193.3416 | 193.3416 | 193.3416 | 193.3416 | 193.3416 | 193.3416 | 193.3416 | 193.3416 | 0 | 0 | 0 | 0 | 0 | 0 | 0 | 0 | 0 | 0 | 3816.2125
Attic Insulation | 20 | 95.4236 | 1 |  | 95.4236 | 95.4236 | 95.4236 | 95.4236 | 95.4236 | 95.4236 | 95.4236 | 95.4236 | 95.4236 | 95.4236 | 98.3696 | 98.3696 | 98.3696 | 98.3696 | 98.3696 | 98.3696 | 98.3696 | 98.3696 | 98.3696 | 98.3696 | 0 | 0 | 0 | 0 | 0 | 0 | 0 | 0 | 0 | 0 | 1937.9316
Bathroom Exhaust Fan | 19 | 43.8087 | 1 |  | 43.8087 | 43.8087 | 43.8087 | 43.8087 | 43.8087 | 43.8087 | 43.8087 | 43.8087 | 43.8087 | 43.8087 | 43.8087 | 43.8087 | 43.8087 | 43.8087 | 43.8087 | 43.8087 | 43.8087 | 43.8087 | 43.8087 | [11 empty] | 832.365
Crawl Space Insulation | 20 | 29.4293 | 1 |  | 29.4293 | 29.4293 | 29.4293 | 29.4293 | 29.4293 | 29.4293 | 29.4293 | 29.4293 | 29.4293 | 29.4293 | 29.4214 | 29.4214 | 29.4214 | 29.4214 | 29.4214 | 29.4214 | 29.4214 | 29.4214 | 29.4214 | 29.4214 | [10 empty] | 588.507
Faucet Aerator | 10 | 5.5064 | 1 | CPAS (Verified Net MWh) 2019: 5.5064; CPAS (Verified Net MWh) 2020: 5.5064; CPAS (Verified Net MWh) 2021: 5.5064; CPAS (Verified Net MWh) 2022: 5.5064; CPAS (Verified Net MWh) 2023: 5.5064; CPAS (Verified Net MWh) 2024: 5.5064; CPAS (Verified Net MWh) 2025: 5.5064; CPAS (Verified Net MWh) 2026: 5.5064; CPAS (Verified Net MWh) 2027: 5.5064; CPAS (Verified Net MWh) 2028: 5.5064; CPAS (Verified Net MWh) 2030: 0 | 55.0644
Floor Insulation | 20 | 19.042 | 1 |  | 19.042 | 19.042 | 19.042 | 19.042 | 19.042 | 19.042 | 19.042 | 19.042 | 19.042 | 19.042 | 18.8 | 18.8 | 18.8 | 18.8 | 18.8 | 18.8 | 18.8 | 18.8 | 18.8 | 18.8 | [10 empty] | 378.4193
Standard LED | 10 | 352.2012 | 1 | CPAS (Verified Net MWh) 2019: 352.2012; CPAS (Verified Net MWh) 2020: 352.2012; CPAS (Verified Net MWh) 2021: 94.4725; CPAS (Verified Net MWh) 2022: 94.4725; CPAS (Verified Net MWh) 2023: 94.4725; CPAS (Verified Net MWh) 2024: 94.4725; CPAS (Verified Net MWh) 2025: 94.4725; CPAS (Verified Net MWh) 2026: 94.4725; CPAS (Verified Net MWh) 2027: 94.4725; CPAS (Verified Net MWh) 2028: 94.4725; CPAS (Verified Net MWh) 2030: 0 | 1460.1826
Rim Joist Insulation | 20 | 3.1307 | 1 |  | 3.1307 | 3.1307 | 3.1307 | 3.1307 | 3.1307 | 3.1307 | 3.1307 | 3.1307 | 3.1307 | 3.1307 | 3.4037 | 3.4037 | 3.4037 | 3.4037 | 3.4037 | 3.4037 | 3.4037 | 3.4037 | 3.4037 | 3.4037 | [10 empty] | 65.3436
Showerhead | 10 | 23.1575 | 1 | CPAS (Verified Net MWh) 2019: 23.1575; CPAS (Verified Net MWh) 2020: 23.1575; CPAS (Verified Net MWh) 2021: 23.1575; CPAS (Verified Net MWh) 2022: 23.1575; CPAS (Verified Net MWh) 2023: 23.1575; CPAS (Verified Net MWh) 2024: 23.1575; CPAS (Verified Net MWh) 2025: 23.1575; CPAS (Verified Net MWh) 2026: 23.1575; CPAS (Verified Net MWh) 2027: 23.1575; CPAS (Verified Net MWh) 2028: 23.1575; CPAS (Verified Net MWh) 2030: 0 | 231.5746
Wall Insulation | 20 | 26.5479 | 1 |  | 26.5479 | 26.5479 | 26.5479 | 26.5479 | 26.5479 | 26.5479 | 26.5479 | 26.5479 | 26.5479 | 26.5479 | 27.6301 | 27.6301 | 27.6301 | 27.6301 | 27.6301 | 27.6301 | 27.6301 | 27.6301 | 27.6301 | 27.6301 | [10 empty] | 541.7803
Full Community Kit - LED Standard | 10 | 3.1084 | 1 |  | 3.1084 | 3.1084 | 0.84238 | 0.84238 | 0.84238 | 0.84238 | 0.84238 | 0.84238 | 0.84238 | 0.84238 | 0 | 0 | 0 | 0 | 0 | 0 | 0 | 0 | 0 | 0 | 0 | 0 | 0 | 0 | 0 | 0 | 0 | 0 | 0 | 0 | 12.9558
Full Community Kit - Advanced Power Strip | 7 | 2.1321 | 1 | CPAS (Verified Net MWh) 2019: 2.1321; CPAS (Verified Net MWh) 2020: 2.1321; CPAS (Verified Net MWh) 2021: 2.1321; CPAS (Verified Net MWh) 2022: 2.1321; CPAS (Verified Net MWh) 2023: 2.1321; CPAS (Verified Net MWh) 2024: 2.1321; CPAS (Verified Net MWh) 2025: 2.1321; CPAS (Verified Net MWh) 2030: 0 | 14.9247
Full Community Kit - Showerhead | 10 | 0.91718 | 1 | CPAS (Verified Net MWh) 2019: 0.91718; CPAS (Verified Net MWh) 2020: 0.91718; CPAS (Verified Net MWh) 2021: 0.91718; CPAS (Verified Net MWh) 2022: 0.91718; CPAS (Verified Net MWh) 2023: 0.91718; CPAS (Verified Net MWh) 2024: 0.91718; CPAS (Verified Net MWh) 2025: 0.91718; CPAS (Verified Net MWh) 2026: 0.91718; CPAS (Verified Net MWh) 2027: 0.91718; CPAS (Verified Net MWh) 2028: 0.91718; CPAS (Verified Net MWh) 2030: 0 | 9.1718
Full Community Kit - Faucet Aerator | 10 | 0.86831 | 1 | CPAS (Verified Net MWh) 2019: 0.86831; CPAS (Verified Net MWh) 2020: 0.86831; CPAS (Verified Net MWh) 2021: 0.86831; CPAS (Verified Net MWh) 2022: 0.86831; CPAS (Verified Net MWh) 2023: 0.86831; CPAS (Verified Net MWh) 2024: 0.86831; CPAS (Verified Net MWh) 2025: 0.86831; CPAS (Verified Net MWh) 2026: 0.86831; CPAS (Verified Net MWh) 2027: 0.86831; CPAS (Verified Net MWh) 2028: 0.86831; CPAS (Verified Net MWh) 2030: 0 | 8.6831
Full Community Kit - Water Temperature Card | 2 | 0.036315 | 1 | CPAS (Verified Net MWh) 2019: 0.036315; CPAS (Verified Net MWh) 2020: 0.036315; CPAS (Verified Net MWh) 2021: 0; CPAS (Verified Net MWh) 2030: 0 | 0.072631
2019 CPAS |  | 814.9419 | 1 |  | 814.9419 | 814.9419 | 554.911 | 554.911 | 554.911 | 554.911 | 554.911 | 552.7789 | 552.7789 | 552.7789 | 436.1278 | 414.775 | 414.775 | 414.775 | 414.775 | 414.775 | 414.775 | 414.775 | 414.775 | 370.9663 | 0 | 0 | 0 | 0 | 0 | 0 | 0 | 0 | 0 | 0 | 10188.0695
Expiring 2019 CPAS |  |  |  |  | 0 | 0 | 260.031 | 0 | 0 | 0 | 0 | 2.1321 | 0 | 0 | 116.6511 | 21.3528 | 0 | 0 | 0 | 0 | 0 | 0 | 0 | 43.8087 | 370.9663 | 0 | 0 | 0 | 0 | 0 | 0 | 0 | 0 | 0
Expired 2019 CPAS |  |  |  |  | 0 | 0 | 260.031 | 260.031 | 260.031 | 260.031 | 260.031 | 262.1631 | 262.1631 | 262.1631 | 378.8142 | 400.1669 | 400.1669 | 400.1669 | 400.1669 | 400.1669 | 400.1669 | 400.1669 | 400.1669 | 443.9756 | 814.9419 | 814.9419 | 814.9419 | 814.9419 | 814.9419 | 814.9419 | 814.9419 | 814.9419 | 814.9419 | 814.9419
Weighted Average Measure Life | 14.942
Notes
• Mid-life adjusted savings in 2021 for standard LEDs • Baseline shift for envelope measures (air sealing, attic insulation, crawl space insulation, floor insulation, rim joist insulation, wall insulation) after year 10
Single Family Channel |  |  |  |  | 1 | 2 | 3 | 4 | 5 | 6 | 7 | 8 | 9 | 10 | 11 | 12 | 13 | 14 | 15 | 16 | 17 | 18 | 19 | 20
Measure Category | Measure Life | First-Year Verified Gross MWh | NTGR | CPAS (Verified Net MWh) | [30 empty] | Lifetime Savings
|  |  |  | 2018 | 2019 | 2020 | 2021 | 2022 | 2023 | 2024 | 2025 | 2026 | 2027 | 2028 | 2029 | 2030 | 2031 | 2032 | 2033 | 2034 | 2035 | 2036 | 2037 | 2038 | 2039 | 2040 | 2041 | 2042 | 2043 | 2044 | 2045 | 2046 | 2047 | 2048
Advanced Power Strip - Tier 1 | 7 | 364.2214 | 1 |  | 364.2214 | 364.2214 | 364.2214 | 364.2214 | 364.2214 | 364.2214 | 364.2214 |  |  | 0 | 0 | 0 | 0 | 0 | 0 | 0 | 0 | 0 | 0 | 0 | 0 | 0 | 0 | 0 | 0 | 0 | 0 | 0 | 0 | 0 | 2549.5497
Advanced Thermostat | 11 | 572.7553 | 1 | CPAS (Verified Net MWh) 2019: 572.7553; CPAS (Verified Net MWh) 2020: 572.7553; CPAS (Verified Net MWh) 2021: 572.7553; CPAS (Verified Net MWh) 2022: 572.7553; CPAS (Verified Net MWh) 2023: 572.7553; CPAS (Verified Net MWh) 2024: 572.7553; CPAS (Verified Net MWh) 2025: 572.7553; CPAS (Verified Net MWh) 2026: 572.7553; CPAS (Verified Net MWh) 2027: 572.7553; CPAS (Verified Net MWh) 2028: 572.7553; CPAS (Verified Net MWh) 2029: 572.7553; CPAS (Verified Net MWh) 2030: 0 | 6300.3083
Air Sealing | 20 | 694.8119 | 1 |  | 694.8119 | 694.8119 | 694.8119 | 694.8119 | 694.8119 | 694.8119 | 694.8119 | 694.8119 | 694.8119 | 694.8119 | 607.4515 | 607.4515 | 607.4515 | 607.4515 | 607.4515 | 607.4515 | 607.4515 | 607.4515 | 607.4515 | 607.4515 | 0 | 0 | 0 | 0 | 0 | 0 | 0 | 0 | 0 | 0 | 13022.634
ASHP (ER) - Replaces ASHP | 16 | 114.2862 | 1 | CPAS (Verified Net MWh) 2019: 114.2862; CPAS (Verified Net MWh) 2020: 114.2862; CPAS (Verified Net MWh) 2021: 114.2862; CPAS (Verified Net MWh) 2022: 114.2862; CPAS (Verified Net MWh) 2023: 114.2862; CPAS (Verified Net MWh) 2024: 114.2862; CPAS (Verified Net MWh) 2025: 13.8849; CPAS (Verified Net MWh) 2026: 13.8849; CPAS (Verified Net MWh) 2027: 13.8849; CPAS (Verified Net MWh) 2028: 13.8849; CPAS (Verified Net MWh) 2029: 13.8849; CPAS (Verified Net MWh) 2030: 13.8849; CPAS (Verified Net MWh) 2031: 13.8849; CPAS (Verified Net MWh) 2032: 13.8849; CPAS (Verified Net MWh) 2033: 13.8849; CPAS (Verified Net MWh) 2034: 13.8849 | 824.5663
ASHP (ER) - Replaces Electric Resistance | 16 | 729.9302 | 1 | CPAS (Verified Net MWh) 2019: 729.9302; CPAS (Verified Net MWh) 2020: 729.9302; CPAS (Verified Net MWh) 2021: 729.9302; CPAS (Verified Net MWh) 2022: 729.9302; CPAS (Verified Net MWh) 2023: 729.9302; CPAS (Verified Net MWh) 2024: 729.9302; CPAS (Verified Net MWh) 2025: 729.9302; CPAS (Verified Net MWh) 2026: 729.9302; CPAS (Verified Net MWh) 2027: 729.9302; CPAS (Verified Net MWh) 2028: 729.9302; CPAS (Verified Net MWh) 2029: 729.9302; CPAS (Verified Net MWh) 2030: 729.9302; CPAS (Verified Net MWh) 2031: 729.9302; CPAS (Verified Net MWh) 2032: 729.9302; CPAS (Verified Net MWh) 2033: 729.9302; CPAS (Verified Net MWh) 2034: 729.9302 | 11678.884
ASHP (TOS) | 16 | 3.47 | 1 | CPAS (Verified Net MWh) 2019: 3.47; CPAS (Verified Net MWh) 2020: 3.47; CPAS (Verified Net MWh) 2021: 3.47; CPAS (Verified Net MWh) 2022: 3.47; CPAS (Verified Net MWh) 2023: 3.47; CPAS (Verified Net MWh) 2024: 3.47; CPAS (Verified Net MWh) 2025: 3.47; CPAS (Verified Net MWh) 2026: 3.47; CPAS (Verified Net MWh) 2027: 3.47; CPAS (Verified Net MWh) 2028: 3.47; CPAS (Verified Net MWh) 2029: 3.47; CPAS (Verified Net MWh) 2030: 3.47; CPAS (Verified Net MWh) 2031: 3.47; CPAS (Verified Net MWh) 2032: 3.47; CPAS (Verified Net MWh) 2033: 3.47; CPAS (Verified Net MWh) 2034: 3.47 | 55.5194
Attic Insulation | 20 | 674.6846 | 1 |  | 674.6846 | 674.6846 | 674.6846 | 674.6846 | 674.6846 | 674.6846 | 674.6846 | 674.6846 | 674.6846 | 674.6846 | 582.277 | 582.277 | 582.277 | 582.277 | 582.277 | 582.277 | 582.277 | 582.277 | 582.277 | 582.277 | [10 empty] | 12569.616
Bathroom Exhaust Fan | 19 | 399.5588 | 1 |  | 399.5588 | 399.5588 | 399.5588 | 399.5588 | 399.5588 | 399.5588 | 399.5588 | 399.5588 | 399.5588 | 399.5588 | 399.5588 | 399.5588 | 399.5588 | 399.5588 | 399.5588 | 399.5588 | 399.5588 | 399.5588 | 399.5588 | [11 empty] | 7591.6168
BPM | 15 | 664.3735 | 1 | CPAS (Verified Net MWh) 2019: 664.3735; CPAS (Verified Net MWh) 2020: 664.3735; CPAS (Verified Net MWh) 2021: 664.3735; CPAS (Verified Net MWh) 2022: 664.3735; CPAS (Verified Net MWh) 2023: 664.3735; CPAS (Verified Net MWh) 2024: 664.3735; CPAS (Verified Net MWh) 2025: 664.3735; CPAS (Verified Net MWh) 2026: 664.3735; CPAS (Verified Net MWh) 2027: 664.3735; CPAS (Verified Net MWh) 2028: 664.3735; CPAS (Verified Net MWh) 2029: 664.3735; CPAS (Verified Net MWh) 2030: 664.3735; CPAS (Verified Net MWh) 2031: 664.3735; CPAS (Verified Net MWh) 2032: 664.3735; CPAS (Verified Net MWh) 2033: 664.3735 | 9965.6029
Central AC (ER) | 18 | 1878.375 | 1 | CPAS (Verified Net MWh) 2019: 1878.375; CPAS (Verified Net MWh) 2020: 1878.375; CPAS (Verified Net MWh) 2021: 1878.375; CPAS (Verified Net MWh) 2022: 1878.375; CPAS (Verified Net MWh) 2023: 1878.375; CPAS (Verified Net MWh) 2024: 1878.375; CPAS (Verified Net MWh) 2025: 388.4945; CPAS (Verified Net MWh) 2026: 388.4945; CPAS (Verified Net MWh) 2027: 388.4945; CPAS (Verified Net MWh) 2028: 388.4945; CPAS (Verified Net MWh) 2029: 388.4945; CPAS (Verified Net MWh) 2030: 388.4945; CPAS (Verified Net MWh) 2031: 388.4945; CPAS (Verified Net MWh) 2032: 388.4945; CPAS (Verified Net MWh) 2033: 388.4945; CPAS (Verified Net MWh) 2034: 388.4945; CPAS (Verified Net MWh) 2035: 388.4945; CPAS (Verified Net MWh) 2036: 388.4945 | 15932.1839
Central AC (TOS) | 18 | 4.5141 | 1 | CPAS (Verified Net MWh) 2019: 4.5141; CPAS (Verified Net MWh) 2020: 4.5141; CPAS (Verified Net MWh) 2021: 4.5141; CPAS (Verified Net MWh) 2022: 4.5141; CPAS (Verified Net MWh) 2023: 4.5141; CPAS (Verified Net MWh) 2024: 4.5141; CPAS (Verified Net MWh) 2025: 4.5141; CPAS (Verified Net MWh) 2026: 4.5141; CPAS (Verified Net MWh) 2027: 4.5141; CPAS (Verified Net MWh) 2028: 4.5141; CPAS (Verified Net MWh) 2029: 4.5141; CPAS (Verified Net MWh) 2030: 4.5141; CPAS (Verified Net MWh) 2031: 4.5141; CPAS (Verified Net MWh) 2032: 4.5141; CPAS (Verified Net MWh) 2033: 4.5141; CPAS (Verified Net MWh) 2034: 4.5141; CPAS (Verified Net MWh) 2035: 4.5141; CPAS (Verified Net MWh) 2036: 4.5141 | 81.2534
Crawl Space Insulation | 20 | 201.9188 | 1 |  | 201.9188 | 201.9188 | 201.9188 | 201.9188 | 201.9188 | 201.9188 | 201.9188 | 201.9188 | 201.9188 | 201.9188 | 186.8109 | 186.8109 | 186.8109 | 186.8109 | 186.8109 | 186.8109 | 186.8109 | 186.8109 | 186.8109 | 186.8109 | [10 empty] | 3887.2965
Duct Sealing | 20 | 88.3755 | 1 |  | 88.3755 | 88.3755 | 88.3755 | 88.3755 | 88.3755 | 88.3755 | 88.3755 | 88.3755 | 88.3755 | 88.3755 | 88.3755 | 88.3755 | 88.3755 | 88.3755 | 88.3755 | 88.3755 | 88.3755 | 88.3755 | 88.3755 | 88.3755 | [10 empty] | 1767.5106
Electric Community Kit - LED Standard | 10 | 5.3879 | 1 | CPAS (Verified Net MWh) 2019: 5.3879; CPAS (Verified Net MWh) 2020: 5.3879; CPAS (Verified Net MWh) 2021: 1.4601; CPAS (Verified Net MWh) 2022: 1.4601; CPAS (Verified Net MWh) 2023: 1.4601; CPAS (Verified Net MWh) 2024: 1.4601; CPAS (Verified Net MWh) 2025: 1.4601; CPAS (Verified Net MWh) 2026: 1.4601; CPAS (Verified Net MWh) 2027: 1.4601; CPAS (Verified Net MWh) 2028: 1.4601; CPAS (Verified Net MWh) 2030: 0 | 22.4568
Electric Community Kit - Advanced Power Strip | 7 | 1.8478 | 1 | CPAS (Verified Net MWh) 2019: 1.8478; CPAS (Verified Net MWh) 2020: 1.8478; CPAS (Verified Net MWh) 2021: 1.8478; CPAS (Verified Net MWh) 2022: 1.8478; CPAS (Verified Net MWh) 2023: 1.8478; CPAS (Verified Net MWh) 2024: 1.8478; CPAS (Verified Net MWh) 2025: 1.8478; CPAS (Verified Net MWh) 2030: 0 | 12.9347
Faucet Aerator | 10 | 38.1602 | 1 | CPAS (Verified Net MWh) 2019: 38.1602; CPAS (Verified Net MWh) 2020: 38.1602; CPAS (Verified Net MWh) 2021: 38.1602; CPAS (Verified Net MWh) 2022: 38.1602; CPAS (Verified Net MWh) 2023: 38.1602; CPAS (Verified Net MWh) 2024: 38.1602; CPAS (Verified Net MWh) 2025: 38.1602; CPAS (Verified Net MWh) 2026: 38.1602; CPAS (Verified Net MWh) 2027: 38.1602; CPAS (Verified Net MWh) 2028: 38.1602; CPAS (Verified Net MWh) 2030: 0 | 381.6024
Hot Water Pipe Insulation | 15 | 6.1096 | 1 | CPAS (Verified Net MWh) 2019: 6.1096; CPAS (Verified Net MWh) 2020: 6.1096; CPAS (Verified Net MWh) 2021: 6.1096; CPAS (Verified Net MWh) 2022: 6.1096; CPAS (Verified Net MWh) 2023: 6.1096; CPAS (Verified Net MWh) 2024: 6.1096; CPAS (Verified Net MWh) 2025: 6.1096; CPAS (Verified Net MWh) 2026: 6.1096; CPAS (Verified Net MWh) 2027: 6.1096; CPAS (Verified Net MWh) 2028: 6.1096; CPAS (Verified Net MWh) 2029: 6.1096; CPAS (Verified Net MWh) 2030: 6.1096; CPAS (Verified Net MWh) 2031: 6.1096; CPAS (Verified Net MWh) 2032: 6.1096; CPAS (Verified Net MWh) 2033: 6.1096 | 91.6435
Standard LED | 10 | 1895.5511 | 1 | CPAS (Verified Net MWh) 2019: 1895.5511; CPAS (Verified Net MWh) 2020: 1895.5511; CPAS (Verified Net MWh) 2021: 532.5863; CPAS (Verified Net MWh) 2022: 532.5863; CPAS (Verified Net MWh) 2023: 532.5863; CPAS (Verified Net MWh) 2024: 532.5863; CPAS (Verified Net MWh) 2025: 532.5863; CPAS (Verified Net MWh) 2026: 532.5863; CPAS (Verified Net MWh) 2027: 532.5863; CPAS (Verified Net MWh) 2028: 532.5863; CPAS (Verified Net MWh) 2030: 0 | 8051.7927
Standard LED - Exterior | 6.1 | 223.6272 | 1 | CPAS (Verified Net MWh) 2019: 223.6272; CPAS (Verified Net MWh) 2020: 223.6272; CPAS (Verified Net MWh) 2021: 66.5318; CPAS (Verified Net MWh) 2022: 66.5318; CPAS (Verified Net MWh) 2023: 66.5318; CPAS (Verified Net MWh) 2024: 66.5318; CPAS (Verified Net MWh) 2025: 6.6532; CPAS (Verified Net MWh) 2030: 0 | 720.0347
Specialty LED | 10 | 395.372 | 1 | CPAS (Verified Net MWh) 2019: 395.372; CPAS (Verified Net MWh) 2020: 395.372; CPAS (Verified Net MWh) 2021: 395.372; CPAS (Verified Net MWh) 2022: 395.372; CPAS (Verified Net MWh) 2023: 395.372; CPAS (Verified Net MWh) 2024: 37.1569; CPAS (Verified Net MWh) 2025: 37.1569; CPAS (Verified Net MWh) 2026: 37.1569; CPAS (Verified Net MWh) 2027: 37.1569; CPAS (Verified Net MWh) 2028: 37.1569; CPAS (Verified Net MWh) 2030: 0 | 2162.6443
Specialty LED - Exterior | 6.1 | 11.965 | 1 | CPAS (Verified Net MWh) 2019: 11.965; CPAS (Verified Net MWh) 2020: 11.965; CPAS (Verified Net MWh) 2021: 11.965; CPAS (Verified Net MWh) 2022: 11.965; CPAS (Verified Net MWh) 2023: 11.965; CPAS (Verified Net MWh) 2024: 1.0662; CPAS (Verified Net MWh) 2025: 0.10662; CPAS (Verified Net MWh) 2030: 0 | 60.9978
Reflector LED | 10 | 100.7786 | 1 | CPAS (Verified Net MWh) 2019: 100.7786; CPAS (Verified Net MWh) 2020: 100.7786; CPAS (Verified Net MWh) 2021: 100.7786; CPAS (Verified Net MWh) 2022: 100.7786; CPAS (Verified Net MWh) 2023: 100.7786; CPAS (Verified Net MWh) 2024: 15.7215; CPAS (Verified Net MWh) 2025: 15.7215; CPAS (Verified Net MWh) 2026: 15.7215; CPAS (Verified Net MWh) 2027: 15.7215; CPAS (Verified Net MWh) 2028: 15.7215; CPAS (Verified Net MWh) 2030: 0 | 582.5001
Reflector LED - Exterior | 6.1 | 58.5083 | 1 | CPAS (Verified Net MWh) 2019: 58.5083; CPAS (Verified Net MWh) 2020: 58.5083; CPAS (Verified Net MWh) 2021: 58.5083; CPAS (Verified Net MWh) 2022: 58.5083; CPAS (Verified Net MWh) 2023: 58.5083; CPAS (Verified Net MWh) 2024: 9.1273; CPAS (Verified Net MWh) 2025: 0.91273; CPAS (Verified Net MWh) 2030: 0 | 302.5816
Rim Joist Insulation | 20 | 32.4388 | 1 |  | 32.4388 | 32.4388 | 32.4388 | 32.4388 | 32.4388 | 32.4388 | 32.4388 | 32.4388 | 32.4388 | 32.4388 | 30.6871 | 30.6871 | 30.6871 | 30.6871 | 30.6871 | 30.6871 | 30.6871 | 30.6871 | 30.6871 | 30.6871 | [10 empty] | 631.2584
Showerhead | 10 | 41.6917 | 1 | CPAS (Verified Net MWh) 2019: 41.6917; CPAS (Verified Net MWh) 2020: 41.6917; CPAS (Verified Net MWh) 2021: 41.6917; CPAS (Verified Net MWh) 2022: 41.6917; CPAS (Verified Net MWh) 2023: 41.6917; CPAS (Verified Net MWh) 2024: 41.6917; CPAS (Verified Net MWh) 2025: 41.6917; CPAS (Verified Net MWh) 2026: 41.6917; CPAS (Verified Net MWh) 2027: 41.6917; CPAS (Verified Net MWh) 2028: 41.6917; CPAS (Verified Net MWh) 2030: 0 | 416.9172
Wall Insulation | 20 | 129.7856 | 1 |  | 129.7856 | 129.7856 | 129.7856 | 129.7856 | 129.7856 | 129.7856 | 129.7856 | 129.7856 | 129.7856 | 129.7856 | 112.8915 | 112.8915 | 112.8915 | 112.8915 | 112.8915 | 112.8915 | 112.8915 | 112.8915 | 112.8915 | 112.8915 | [10 empty] | 2426.771
2019 CPAS |  | 9332.499 | 1 |  | 9332.499 | 9332.499 | 7808.5111 | 7808.5111 | 7808.5111 | 7304.9591 | 5645.6246 | 5271.8829 | 5271.8829 | 5271.8829 | 4391.5843 | 3818.829 | 3818.829 | 3818.829 | 3818.829 | 3148.3459 | 2401.0608 | 2401.0608 | 2008.0522 | 1608.4934 | 0 | 0 | 0 | 0 | 0 | 0 | 0 | 0 | 0 | 0 | 102090.677
Expiring 2019 CPAS |  |  |  |  | 0 | 0 | 1523.9879 | 0 | 0 | 503.552 | 1659.3345 | 373.7417 | 0 | 0 | 880.2986 | 572.7553 | 0 | 0 | 0 | 670.4831 | 747.2851 | 0 | 393.0086 | 399.5588 | 1608.4934 | 0 | 0 | 0 | 0 | 0 | 0 | 0 | 0 | 0
Expired 2019 CPAS |  |  |  |  | 0 | 0 | 1523.9879 | 1523.9879 | 1523.9879 | 2027.5398 | 3686.8743 | 4060.616 | 4060.616 | 4060.616 | 4940.9146 | 5513.6699 | 5513.6699 | 5513.6699 | 5513.6699 | 6184.153 | 6931.4382 | 6931.4382 | 7324.4468 | 7724.0056 | 9332.499 | 9332.499 | 9332.499 | 9332.499 | 9332.499 | 9332.499 | 9332.499 | 9332.499 | 9332.499 | 9332.499
Weighted Average Measure Life | 14.6767
Notes
• Mid-life adjusted savings in 2021 for standard LEDs • Mid-life adjusted savings in 2024 for specialty LEDs • Mid-life adjusted savings in 2024 for reflector LEDs • Baseline shift for envelope improvements (air sealing, attic insulation, crawl space insulation, floor insulation, rim joist insulation, wall insulation, duct sealing) after year 10 • Baseline shift in year 7 for early retirement ASHP (replacing ASHP) and CACs • No shift for early retirement ASHP (replacing electric resistance) as the RUL for electric resistance exceeds the EUL of the ASHP.
Multifamily Channel |  |  |  |  | 1 | 2 | 3 | 4 | 5 | 6 | 7 | 8 | 9 | 10 | 11 | 12 | 13 | 14 | 15 | 16 | 17 | 18 | 19 | 20 | 21 | 22 | 23
Measure Category | Measure Life | First-Year Verified Gross MWh | NTGR | CPAS (Verified Net MWh) | [30 empty] | Lifetime Savings
|  |  |  | 2018 | 2019 | 2020 | 2021 | 2022 | 2023 | 2024 | 2025 | 2026 | 2027 | 2028 | 2029 | 2030 | 2031 | 2032 | 2033 | 2034 | 2035 | 2036 | 2037 | 2038 | 2039 | 2040 | 2041 | 2042 | 2043 | 2044 | 2045 | 2046 | 2047 | 2048
Advanced Thermostat | 11 | 835.145 | 1 |  | 835.145 | 835.145 | 835.145 | 835.145 | 835.145 | 835.145 | 835.145 | 835.145 | 835.145 | 835.145 | 835.145 | 0 | 0 | 0 | 0 | 0 | 0 | 0 | 0 | 0 | 0 | 0 | 0 | 0 | 0 | 0 | 0 | 0 | 0 | 0 | 9186.5949
Showerhead | 10 | 55.2219 | 1 |  | 55.2219 | 55.2219 | 55.2219 | 55.2219 | 55.2219 | 55.2219 | 55.2219 | 55.2219 | 55.2219 | 55.2219 | 0 | 0 | 0 | 0 | 0 | 0 | 0 | 0 | 0 | 0 | 0 | 0 | 0 | 0 | 0 | 0 | 0 | 0 | 0 | 0 | 552.2186
Advanced Power Strip - Tier 1 | 7 | 96.8777 | 1 | CPAS (Verified Net MWh) 2019: 96.8777; CPAS (Verified Net MWh) 2020: 96.8777; CPAS (Verified Net MWh) 2021: 96.8777; CPAS (Verified Net MWh) 2022: 96.8777; CPAS (Verified Net MWh) 2023: 96.8777; CPAS (Verified Net MWh) 2024: 96.8777; CPAS (Verified Net MWh) 2025: 96.8777; CPAS (Verified Net MWh) 2030: 0 | 678.1438
Standard LED | 10 | 233.4749 | 1 | CPAS (Verified Net MWh) 2019: 233.4749; CPAS (Verified Net MWh) 2020: 233.4749; CPAS (Verified Net MWh) 2021: 64.1174; CPAS (Verified Net MWh) 2022: 64.1174; CPAS (Verified Net MWh) 2023: 64.1174; CPAS (Verified Net MWh) 2024: 64.1174; CPAS (Verified Net MWh) 2025: 64.1174; CPAS (Verified Net MWh) 2026: 64.1174; CPAS (Verified Net MWh) 2027: 64.1174; CPAS (Verified Net MWh) 2028: 64.1174; CPAS (Verified Net MWh) 2030: 0 | 979.8895
Specialty LED | 10 | 156.3301 | 1 | CPAS (Verified Net MWh) 2019: 156.3301; CPAS (Verified Net MWh) 2020: 156.3301; CPAS (Verified Net MWh) 2021: 156.3301; CPAS (Verified Net MWh) 2022: 156.3301; CPAS (Verified Net MWh) 2023: 156.3301; CPAS (Verified Net MWh) 2024: 17.9259; CPAS (Verified Net MWh) 2025: 17.9259; CPAS (Verified Net MWh) 2026: 17.9259; CPAS (Verified Net MWh) 2027: 17.9259; CPAS (Verified Net MWh) 2028: 17.9259; CPAS (Verified Net MWh) 2030: 0 | 871.2797
Specialty LED - Common Area | 8.4034 | 2.0954 | 1 | CPAS (Verified Net MWh) 2019: 2.0954; CPAS (Verified Net MWh) 2020: 2.0954; CPAS (Verified Net MWh) 2021: 2.0954; CPAS (Verified Net MWh) 2022: 2.0954; CPAS (Verified Net MWh) 2023: 2.0954; CPAS (Verified Net MWh) 2024: 0.24935; CPAS (Verified Net MWh) 2025: 0.24935; CPAS (Verified Net MWh) 2026: 0.24935; CPAS (Verified Net MWh) 2027: 0.10058; CPAS (Verified Net MWh) 2030: 0 | 11.3254
Reflector LED | 10 | 15.4276 | 1 | CPAS (Verified Net MWh) 2019: 15.4276; CPAS (Verified Net MWh) 2020: 15.4276; CPAS (Verified Net MWh) 2021: 15.4276; CPAS (Verified Net MWh) 2022: 15.4276; CPAS (Verified Net MWh) 2023: 15.4276; CPAS (Verified Net MWh) 2024: 2.4067; CPAS (Verified Net MWh) 2025: 2.4067; CPAS (Verified Net MWh) 2026: 2.4067; CPAS (Verified Net MWh) 2027: 2.4067; CPAS (Verified Net MWh) 2028: 2.4067; CPAS (Verified Net MWh) 2030: 0 | 89.1717
Reflector LED - Common Area | 8.4034 | 3.3644 | 1 | CPAS (Verified Net MWh) 2019: 3.3644; CPAS (Verified Net MWh) 2020: 3.3644; CPAS (Verified Net MWh) 2021: 3.3644; CPAS (Verified Net MWh) 2022: 3.3644; CPAS (Verified Net MWh) 2023: 3.3644; CPAS (Verified Net MWh) 2024: 0.52484; CPAS (Verified Net MWh) 2025: 0.52484; CPAS (Verified Net MWh) 2026: 0.52484; CPAS (Verified Net MWh) 2027: 0.2117; CPAS (Verified Net MWh) 2030: 0 | 18.6081
Reflector LED - Exterior | 6.1 | 1.0936 | 1 | CPAS (Verified Net MWh) 2019: 1.0936; CPAS (Verified Net MWh) 2020: 1.0936; CPAS (Verified Net MWh) 2021: 1.0936; CPAS (Verified Net MWh) 2022: 1.0936; CPAS (Verified Net MWh) 2023: 1.0936; CPAS (Verified Net MWh) 2024: 0.1706; CPAS (Verified Net MWh) 2025: 0.01706; CPAS (Verified Net MWh) 2030: 0 | 5.6557
Standard LED - Exterior | 6.1 | 1.1416 | 1 | CPAS (Verified Net MWh) 2019: 1.1416; CPAS (Verified Net MWh) 2020: 1.1416; CPAS (Verified Net MWh) 2021: 0.30937; CPAS (Verified Net MWh) 2022: 0.30937; CPAS (Verified Net MWh) 2023: 0.30937; CPAS (Verified Net MWh) 2024: 0.30937; CPAS (Verified Net MWh) 2025: 0.030937; CPAS (Verified Net MWh) 2030: 0 | 3.5516
Hot Water Pipe Insulation | 15 | 7.1076 | 1 | CPAS (Verified Net MWh) 2019: 7.1076; CPAS (Verified Net MWh) 2020: 7.1076; CPAS (Verified Net MWh) 2021: 7.1076; CPAS (Verified Net MWh) 2022: 7.1076; CPAS (Verified Net MWh) 2023: 7.1076; CPAS (Verified Net MWh) 2024: 7.1076; CPAS (Verified Net MWh) 2025: 7.1076; CPAS (Verified Net MWh) 2026: 7.1076; CPAS (Verified Net MWh) 2027: 7.1076; CPAS (Verified Net MWh) 2028: 7.1076; CPAS (Verified Net MWh) 2029: 7.1076; CPAS (Verified Net MWh) 2030: 7.1076; CPAS (Verified Net MWh) 2031: 7.1076; CPAS (Verified Net MWh) 2032: 7.1076; CPAS (Verified Net MWh) 2033: 7.1076 | 106.6138
Faucet Aerator | 10 | 96.7376 | 1 | CPAS (Verified Net MWh) 2019: 96.7376; CPAS (Verified Net MWh) 2020: 96.7376; CPAS (Verified Net MWh) 2021: 96.7376; CPAS (Verified Net MWh) 2022: 96.7376; CPAS (Verified Net MWh) 2023: 96.7376; CPAS (Verified Net MWh) 2024: 96.7376; CPAS (Verified Net MWh) 2025: 96.7376; CPAS (Verified Net MWh) 2026: 96.7376; CPAS (Verified Net MWh) 2027: 96.7376; CPAS (Verified Net MWh) 2028: 96.7376; CPAS (Verified Net MWh) 2030: 0 | 967.3756
Ductless Heat Pump (ER) | 15 | 125.9558 | 1 | CPAS (Verified Net MWh) 2019: 125.9558; CPAS (Verified Net MWh) 2020: 125.9558; CPAS (Verified Net MWh) 2021: 125.9558; CPAS (Verified Net MWh) 2022: 125.9558; CPAS (Verified Net MWh) 2023: 125.9558; CPAS (Verified Net MWh) 2024: 125.9558; CPAS (Verified Net MWh) 2025: 119.7928; CPAS (Verified Net MWh) 2026: 119.7928; CPAS (Verified Net MWh) 2027: 119.7928; CPAS (Verified Net MWh) 2028: 119.7928; CPAS (Verified Net MWh) 2029: 119.7928; CPAS (Verified Net MWh) 2030: 119.7928; CPAS (Verified Net MWh) 2031: 119.7928; CPAS (Verified Net MWh) 2032: 119.7928; CPAS (Verified Net MWh) 2033: 119.7928 | 1833.8696
2019 CPAS |  | 1629.973 | 1 |  | 1629.973 | 1629.973 | 1459.7833 | 1459.7833 | 1459.7833 | 1302.7496 | 1296.1547 | 1199.229 | 1198.7671 | 1198.4548 | 962.0454 | 126.9004 | 126.9004 | 126.9004 | 126.9004 | 0 | 0 | 0 | 0 | 0 | 0 | 0 | 0 | 0 | 0 | 0 | 0 | 0 | 0 | 0 | 15304.2979
Expiring 2019 CPAS |  |  |  |  | 0 | 0 | 170.1897 | 0 | 0 | 157.0337 | 6.595 | 96.9257 | 0.46191 | 0.31228 | 236.4094 | 835.145 | 0 | 0 | 0 | 126.9004 | 0 | 0 | 0 | 0 | 0 | 0 | 0 | 0 | 0 | 0 | 0 | 0 | 0 | 0
Expired 2019 CPAS |  |  |  |  | 0 | 0 | 170.1897 | 170.1897 | 170.1897 | 327.2234 | 333.8183 | 430.744 | 431.2059 | 431.5182 | 667.9276 | 1503.0726 | 1503.0726 | 1503.0726 | 1503.0726 | 1629.973 | 1629.973 | 1629.973 | 1629.973 | 1629.973 | 1629.973 | 1629.973 | 1629.973 | 1629.973 | 1629.973 | 1629.973 | 1629.973 | 1629.973 | 1629.973 | 1629.973
Weighted Average Measure Life | 10.7315
Notes
• Mid-life adjusted savings in 2021 for standard LEDs • Mid-life adjusted savings in 2024 for specialty LEDs • Mid-life adjusted savings in 2021 for reflector LEDs • Baseline shift in year 7 for early retirement Ductless HPs • Fractional measure life for common area and exterior LEDs
Smart Savers
Measure | Measure Life | First-Year Verified Gross MWh | NTGR | CPAS (Verified Net MWh) 2018: CPAS (Verified Net MWh) | Lifetime Savings
|  |  |  | 2018 | 2019 | 2020 | 2021 | 2022 | 2023 | 2024 | 2025 | 2026 | 2027 | 2028 | 2029 | 2030 | 2031 | 2032 | 2033 | 2034 | 2035 | 2036 | 2037 | 2038 | 2039 | 2040 | 2041 | 2042 | 2043 | 2044 | 2045 | 2046 | 2047 | 2048
Advanced Thermostat | 11 | 2824.2426 | 1 |  | 2824.2426 | 2824.2426 | 2824.2426 | 2824.2426 | 2824.2426 | 2824.2426 | 2824.2426 | 2824.2426 | 2824.2426 | 2824.2426 | 2824.2426 | 0 | 0 | 0 | 0 | 0 | 0 | 0 | 0 | 0 | 0 | 0 | 0 | 0 | 0 | 0 | 0 | 0 | 0 | 0 | 31066.6681
Total |  | 2824.2426 | 1 |  | 2824.2426 | 2824.2426 | 2824.2426 | 2824.2426 | 2824.2426 | 2824.2426 | 2824.2426 | 2824.2426 | 2824.2426 | 2824.2426 | 2824.2426 | 0 | 0 | 0 | 0 | 0 | 0 | 0 | 0 | 0 | 0 | 0 | 0 | 0 | 0 | 0 | 0 | 0 | 0 | 0 | 31066.6681
Expiring 2019 CPAS |  |  |  |  | 0 | 0 | 0 | 0 | 0 | 0 | 0 | 0 | 0 | 0 | 0 | 2824.2426 | 0 | 0 | 0 | 0 | 0 | 0 | 0 | 0 | 0 | 0 | 0 | 0 | 0 | 0 | 0 | 0 | 0 | 0
Expired 2019 CPAS |  |  |  |  | 0 | 0 | 0 | 0 | 0 | 0 | 0 | 0 | 0 | 0 | 0 | 2824.2426 | 2824.2426 | 2824.2426 | 2824.2426 | 2824.2426 | 2824.2426 | 2824.2426 | 2824.2426 | 2824.2426 | 2824.2426 | 2824.2426 | 2824.2426 | 2824.2426 | 2824.2426 | 2824.2426 | 2824.2426 | 2824.2426 | 2824.2426 | 2824.2426
WAML | 11
Single Family Channel - All Gas Savings |  |  |  |  | 1 | 2 | 3 | 4 | 5 | 6 | 7 | 8 | 9 | 10 | 11 | 12 | 13 | 14 | 15 | 16 | 17 | 18 | 19 | 20 | 21 | 22 | 23 | 24 | 25
Measure Category | Measure Life | First-Year Verified Gross Therms | NTGR | Verified Net Therms | [30 empty] | Lifetime Savings
|  |  |  | 2018 | 2019 | 2020 | 2021 | 2022 | 2023 | 2024 | 2025 | 2026 | 2027 | 2028 | 2029 | 2030 | 2031 | 2032 | 2033 | 2034 | 2035 | 2036 | 2037 | 2038 | 2039 | 2040 | 2041 | 2042 | 2043 | 2044 | 2045 | 2046 | 2047 | 2048
Advanced Thermostat | 11 | 115948.8788 | 1 | Verified Net Therms 2019: 115948.8788; Verified Net Therms 2020: 115948.8788; Verified Net Therms 2021: 115948.8788; Verified Net Therms 2022: 115948.8788; Verified Net Therms 2023: 115948.8788; Verified Net Therms 2024: 115948.8788; Verified Net Therms 2025: 115948.8788; Verified Net Therms 2026: 115948.8788; Verified Net Therms 2027: 115948.8788; Verified Net Therms 2028: 115948.8788; Verified Net Therms 2029: 115948.8788 | 1275437.6668
Air Sealing | 20 | 135257.0147 | 1 |  | 135257.0147 | 135257.0147 | 135257.0147 | 135257.0147 | 135257.0147 | 135257.0147 | 135257.0147 | 135257.0147 | 135257.0147 | 135257.0147 | 128297.7377 | 128297.7377 | 128297.7377 | 127619.2527 | 127619.2527 | 127619.2527 | 127619.2527 | 127619.2527 | 127619.2527 | 127619.2527 | [10 empty] | 2630798.129
Attic Insulation | 20 | 139906.9885 | 1 |  | 139906.9885 | 139906.9885 | 139906.9885 | 139906.9885 | 139906.9885 | 139906.9885 | 139906.9885 | 139906.9885 | 139906.9885 | 139906.9885 | 134834.6652 | 134834.6652 | 134834.6652 | 134090.546 | 134090.546 | 134090.546 | 134090.546 | 134090.546 | 134090.546 | 134090.546 | [10 empty] | 2742207.7027
Boiler (ER) | 25 | 4881.265 | 1 |  | 4881.265 | 4881.265 | 4881.265 | 4881.265 | 4881.265 | 4881.265 | 4881.265 | 4881.265 | 1972.7038 | 1972.7038 | 1972.7038 | 1972.7038 | 1972.7038 | 1972.7038 | 1972.7038 | 1972.7038 | 1972.7038 | 1972.7038 | 1972.7038 | 1972.7038 | 1972.7038 | 1972.7038 | 1972.7038 | 1972.7038 | 1972.7038 | [5 empty] | 72586.084
Boiler (TOS) | 25 | 512.657 | 1 |  | 512.657 | 512.657 | 512.657 | 512.657 | 512.657 | 512.657 | 512.657 | 512.657 | 512.657 | 512.657 | 512.657 | 512.657 | 512.657 | 512.657 | 512.657 | 512.657 | 512.657 | 512.657 | 512.657 | 512.657 | 512.657 | 512.657 | 512.657 | 512.657 | 512.657 | [5 empty] | 12816.4256
Crawl Space Insulation | 20 | 46245.0619 | 1 |  | 46245.0619 | 46245.0619 | 46245.0619 | 46245.0619 | 46245.0619 | 46245.0619 | 46245.0619 | 46245.0619 | 46245.0619 | 46245.0619 | 45969.2567 | 45969.2567 | 45969.2567 | 45903.0126 | 45903.0126 | 45903.0126 | 45903.0126 | 45903.0126 | 45903.0126 | 45903.0126 | [10 empty] | 921679.4765
Duct Sealing | 20 | 45972.9694 | 1 |  | 45972.9694 | 45972.9694 | 45972.9694 | 45972.9694 | 45972.9694 | 45972.9694 | 45972.9694 | 45972.9694 | 45972.9694 | 45972.9694 | 45972.9694 | 45972.9694 | 45972.9694 | 45972.9694 | 45972.9694 | 45972.9694 | 45972.9694 | 45972.9694 | 45972.9694 | 45972.9694 | [10 empty] | 919459.388
Faucet Aerator | 10 | 7204.5185 | 1 | Verified Net Therms 2019: 7204.5185; Verified Net Therms 2020: 7204.5185; Verified Net Therms 2021: 7204.5185; Verified Net Therms 2022: 7204.5185; Verified Net Therms 2023: 7204.5185; Verified Net Therms 2024: 7204.5185; Verified Net Therms 2025: 7204.5185; Verified Net Therms 2026: 7204.5185; Verified Net Therms 2027: 7204.5185; Verified Net Therms 2028: 7204.5185 | 72045.185
Furnace (ER) | 20 | 269678.0386 | 1 |  | 269678.0386 | 269678.0386 | 269678.0386 | 269678.0386 | 269678.0386 | 269678.0386 | 38147.4802 | 38147.4802 | 38147.4802 | 38147.4802 | 38147.4802 | 38147.4802 | 38147.4802 | 38147.4802 | 38147.4802 | 38147.4802 | 38147.4802 | 38147.4802 | 38147.4802 | 38147.4802 | [10 empty] | 2152132.9549
Furnace (TOS) | 20 | 12393.5025 | 1 |  | 12393.5025 | 12393.5025 | 12393.5025 | 12393.5025 | 12393.5025 | 12393.5025 | 12393.5025 | 12393.5025 | 12393.5025 | 12393.5025 | 12393.5025 | 12393.5025 | 12393.5025 | 12393.5025 | 12393.5025 | 12393.5025 | 12393.5025 | 12393.5025 | 12393.5025 | 12393.5025 | [10 empty] | 247870.0497
Hot Water Pipe Insulation | 15 | 1795.3674 | 1 | Verified Net Therms 2019: 1795.3674; Verified Net Therms 2020: 1795.3674; Verified Net Therms 2021: 1795.3674; Verified Net Therms 2022: 1795.3674; Verified Net Therms 2023: 1795.3674; Verified Net Therms 2024: 1795.3674; Verified Net Therms 2025: 1795.3674; Verified Net Therms 2026: 1795.3674; Verified Net Therms 2027: 1795.3674; Verified Net Therms 2028: 1795.3674; Verified Net Therms 2029: 1795.3674; Verified Net Therms 2030: 1795.3674; Verified Net Therms 2031: 1795.3674; Verified Net Therms 2032: 1795.3674; Verified Net Therms 2033: 1795.3674 | 26930.5109
Rim Joist Insulation | 20 | 9814.9314 | 1 |  | 9814.9314 | 9814.9314 | 9814.9314 | 9814.9314 | 9814.9314 | 9814.9314 | 9814.9314 | 9814.9314 | 9814.9314 | 9814.9314 | 9327.4738 | 9327.4738 | 9327.4738 | 9298.3872 | 9298.3872 | 9298.3872 | 9298.3872 | 9298.3872 | 9298.3872 | 9298.3872 | [10 empty] | 191220.4463
Showerhead | 10 | 7727.7515 | 1 | Verified Net Therms 2019: 7727.7515; Verified Net Therms 2020: 7727.7515; Verified Net Therms 2021: 7727.7515; Verified Net Therms 2022: 7727.7515; Verified Net Therms 2023: 7727.7515; Verified Net Therms 2024: 7727.7515; Verified Net Therms 2025: 7727.7515; Verified Net Therms 2026: 7727.7515; Verified Net Therms 2027: 7727.7515; Verified Net Therms 2028: 7727.7515 | 77277.5145
Wall Insulation | 20 | 40332.9197 | 1 |  | 40332.9197 | 40332.9197 | 40332.9197 | 40332.9197 | 40332.9197 | 40332.9197 | 40332.9197 | 40332.9197 | 40332.9197 | 40332.9197 | 39210.7528 | 39210.7528 | 39210.7528 | 39054.3202 | 39054.3202 | 39054.3202 | 39054.3202 | 39054.3202 | 39054.3202 | 39054.3202 | [10 empty] | 794341.6972
2019 CPAS |  | 837671.8648 | 1 |  | 837671.8648 | 837671.8648 | 837671.8648 | 837671.8648 | 837671.8648 | 837671.8648 | 606141.3064 | 606141.3064 | 603232.7452 | 603232.7452 | 574383.4453 | 458434.5665 | 458434.5665 | 456760.1991 | 456760.1991 | 454964.8317 | 454964.8317 | 454964.8317 | 454964.8317 | 454964.8317 | 2485.3608 | 2485.3608 | 2485.3608 | 2485.3608 | 2485.3608 | 0 | 0 | 0 | 0 | 0 | 12136803.231
Expiring 2019 CPAS |  |  |  |  | 0 | 0 | 0 | 0 | 0 | 0 | 231530.5584 | 0 | 2908.5612 | 0 | 28849.2999 | 115948.8788 | 0 | 1674.3675 | 0 | 1795.3674 | 0 | 0 | 0 | 0 | 452479.4709 | 0 | 0 | 0 | 0 | 2485.3608 | 0 | 0 | 0 | 0
Expired 2019 CPAS |  |  |  |  | 0 | 0 | 0 | 0 | 0 | 0 | 231530.5584 | 231530.5584 | 234439.1196 | 234439.1196 | 263288.4195 | 379237.2983 | 379237.2983 | 380911.6657 | 380911.6657 | 382707.0331 | 382707.0331 | 382707.0331 | 382707.0331 | 382707.0331 | 835186.504 | 835186.504 | 835186.504 | 835186.504 | 835186.504 | 837671.8648 | 837671.8648 | 837671.8648 | 837671.8648 | 837671.8648
Weighted Average Measure Life | 18.5975
Notes
• Baseline shift for envelope improvements (air sealing, attic insulation, crawl space insulation, floor insulation, rim joist insulation, wall insulation, duct sealing) after year 10 for those with gas furnaces. • Baseline shift for envelope improvements (air sealing, attic insulation, crawl space insulation, floor insulation, rim joist insulation, and wall insulation) after year 13 for those with gas boilers. • Baseline shift for early retirement boilers after year 8. • Baseline shift for early retirement furnaces after year 6. • Baseline shift after year 10 for duct sealing; Shift doesn't visually appear since the mid-adjustment algorithm in the TRM produces results equal to 1st-year savings.

## DD (by Channel)
School Kits Channel
Measure Category | Measure Life | First-Year Verified Gross MWh | NTGR | CPAS (Verified Net MWh) | [30 empty] | Lifetime Savings
|  |  |  | 2018 | 2019 | 2020 | 2021 | 2022 | 2023 | 2024 | 2025 | 2026 | 2027 | 2028 | 2029 | 2030 | 2031 | 2032 | 2033 | 2034 | 2035 | 2036 | 2037 | 2038 | 2039 | 2040 | 2041 | 2042 | 2043 | 2044 | 2045 | 2046 | 2047 | 2048
9W LED (2019 - Year 1) | 10 | 746.8743 | 0.84 |  | 627.3744 | 627.3744 | 202.9741 | 202.9741 | 202.9741 | 202.9741 | 202.9741 | 202.9741 | 202.9741 | 202.9741 |  | 0 | 0 | 0 | 0 | 0 | 0 | 0 | 0 | 0 | 0 | 0 | 0 | 0 | 0 | 0 | 0 | 0 | 0 | 0 | 2878.5413
9W LEDs (Carryover from 2018 [Year 2 2018]) | 10 | 80.56 | 0.83 |  | 66.8648 | 66.8648 | 35.4635 | 35.4635 | 35.4635 | 35.4635 | 35.4635 | 35.4635 | 35.4635 | 35.4635 | 0 | 0 | 0 | 0 | 0 | 0 | 0 | 0 | 0 | 0 | 0 | 0 | 0 | 0 | 0 | 0 | 0 | 0 | 0 | 0 | 417.4377
9W LEDs (Carryover from 2017 [Year 3 Transition Period) | 10 | 20.7696 | 0.83 |  | 17.2388 | 17.2388 | 5.5773 | 5.5773 | 5.5773 | 5.5773 | 5.5773 | 5.5773 | 5.5773 | 5.5773 | 0 | 0 | 0 | 0 | 0 | 0 | 0 | 0 | 0 | 0 | 0 | 0 | 0 | 0 | 0 | 0 | 0 | 0 | 0 | 0 | 79.0955
13W CFLs (Carryover from 2017 [Year 3 PY9]) | 2 | 18.4417 | 0.83 |  | 15.3066 | 15.3066 |  |  |  | 0 | 0 | 0 | 0 | 0 | 0 | 0 | 0 | 0 | 0 | 0 | 0 | 0 | 0 | 0 | 0 | 0 | 0 | 0 | 0 | 0 | 0 | 0 | 0 | 0 | 30.6132
1.0 GPM Bath Faucet Aerator | 9 | 29.1863 | 1 | CPAS (Verified Net MWh) 2019: 29.1863; CPAS (Verified Net MWh) 2020: 29.1863; CPAS (Verified Net MWh) 2021: 29.1863; CPAS (Verified Net MWh) 2022: 29.1863; CPAS (Verified Net MWh) 2023: 29.1863; CPAS (Verified Net MWh) 2024: 29.1863; CPAS (Verified Net MWh) 2025: 29.1863; CPAS (Verified Net MWh) 2026: 29.1863; CPAS (Verified Net MWh) 2027: 29.1863 | 262.6769
1.5 GPM Kitchen Faucet Aerator | 9 | 251.6785 | 1 | CPAS (Verified Net MWh) 2019: 251.6785; CPAS (Verified Net MWh) 2020: 251.6785; CPAS (Verified Net MWh) 2021: 251.6785; CPAS (Verified Net MWh) 2022: 251.6785; CPAS (Verified Net MWh) 2023: 251.6785; CPAS (Verified Net MWh) 2024: 251.6785; CPAS (Verified Net MWh) 2025: 251.6785; CPAS (Verified Net MWh) 2026: 251.6785; CPAS (Verified Net MWh) 2027: 251.6785 | 2265.1069
1.5 GPM High Efficiency Showerhead | 10 | 281.2047 | 1 | CPAS (Verified Net MWh) 2019: 281.2047; CPAS (Verified Net MWh) 2020: 281.2047; CPAS (Verified Net MWh) 2021: 281.2047; CPAS (Verified Net MWh) 2022: 281.2047; CPAS (Verified Net MWh) 2023: 281.2047; CPAS (Verified Net MWh) 2024: 281.2047; CPAS (Verified Net MWh) 2025: 281.2047; CPAS (Verified Net MWh) 2026: 281.2047; CPAS (Verified Net MWh) 2027: 281.2047; CPAS (Verified Net MWh) 2028: 281.2047 | 2812.0468
Hot Water Temperature Card Thermometer | 2 | 51.0526 | 1 | CPAS (Verified Net MWh) 2019: 51.0526; CPAS (Verified Net MWh) 2020: 51.0526 | 102.1053
Advanced Power Strips | 7 | 534.02 | 1 | CPAS (Verified Net MWh) 2019: 534.02; CPAS (Verified Net MWh) 2020: 534.02; CPAS (Verified Net MWh) 2021: 534.02; CPAS (Verified Net MWh) 2022: 534.02; CPAS (Verified Net MWh) 2023: 534.02; CPAS (Verified Net MWh) 2024: 534.02; CPAS (Verified Net MWh) 2025: 534.02 | 3738.1399
2019 CPAS |  | 2013.7878 | 0.93055 |  | 1873.9268 | 1873.9268 | 1340.1044 | 1340.1044 | 1340.1044 | 1340.1044 | 1340.1044 | 806.0844 | 806.0844 | 525.2195 | 0 | 0 | 0 | 0 | 0 | 0 | 0 | 0 | 0 | 0 | 0 | 0 | 0 | 0 | 0 | 0 | 0 | 0 | 0 | 0 | 12585.7635
Expiring 2019 CPAS |  |  |  |  | 0 | 0 | 533.8224 | 0 | 0 | 0 | 0 | 534.02 | 0 | 280.8649 | 525.2195 | 0 | 0 | 0 | 0 | 0 | 0 | 0 | 0 | 0 | 0 | 0 | 0 | 0 | 0 | 0 | 0 | 0 | 0 | 0
Expired 2019 CPAS |  |  |  |  | 0 | 0 | 533.8224 | 533.8224 | 533.8224 | 533.8224 | 533.8224 | 1067.8424 | 1067.8424 | 1348.7073 | 1873.9268 | 1873.9268 | 1873.9268 | 1873.9268 | 1873.9268 | 1873.9268 | 1873.9268 | 1873.9268 | 1873.9268 | 1873.9268 | 1873.9268 | 1873.9268 | 1873.9268 | 1873.9268 | 1873.9268 | 1873.9268 | 1873.9268 | 1873.9268 | 1873.9268 | 1873.9268
Weighted Average Measure Life | 8.7889
Appliance Recycling Kits Channel
Measure Category | Measure Life | First-Year Verified Gross MWh | NTGR | CPAS (Verified Net MWh) 2018: CPAS (Verified Net MWh) | Lifetime Savings
|  |  |  | 2018 | 2019 | 2020 | 2021 | 2022 | 2023 | 2024 | 2025 | 2026 | 2027 | 2028 | 2029 | 2030 | 2031 | 2032 | 2033 | 2034 | 2035 | 2036 | 2037 | 2038 | 2039 | 2040 | 2041 | 2042 | 2043 | 2044 | 2045 | 2046 | 2047 | 2048
9W LED (2019 - Year 1) | 10 | 51.2163 | 1 |  | 51.2163 | 51.2163 | 16.57 | 16.57 | 16.57 | 16.57 | 16.57 | 16.57 | 16.57 | 16.57 |  | 0 | 0 | 0 | 0 | 0 | 0 | 0 | 0 | 0 | 0 | 0 | 0 | 0 | 0 | 0 | 0 | 0 | 0 | 0 | 234.9925
1.0 GPM Bath Faucet Aerator | 9 | 1.669 | 1 | CPAS (Verified Net MWh) 2019: 1.669; CPAS (Verified Net MWh) 2020: 1.669; CPAS (Verified Net MWh) 2021: 1.669; CPAS (Verified Net MWh) 2022: 1.669; CPAS (Verified Net MWh) 2023: 1.669; CPAS (Verified Net MWh) 2024: 1.669; CPAS (Verified Net MWh) 2025: 1.669; CPAS (Verified Net MWh) 2026: 1.669; CPAS (Verified Net MWh) 2027: 1.669 | 15.0208
1.5 GPM Kitchen Faucet Aerator | 9 | 12.8333 | 1 | CPAS (Verified Net MWh) 2019: 12.8333; CPAS (Verified Net MWh) 2020: 12.8333; CPAS (Verified Net MWh) 2021: 12.8333; CPAS (Verified Net MWh) 2022: 12.8333; CPAS (Verified Net MWh) 2023: 12.8333; CPAS (Verified Net MWh) 2024: 12.8333; CPAS (Verified Net MWh) 2025: 12.8333; CPAS (Verified Net MWh) 2026: 12.8333; CPAS (Verified Net MWh) 2027: 12.8333 | 115.4996
1.5 GPM High Efficiency Showerhead | 10 | 16.529 | 1 | CPAS (Verified Net MWh) 2019: 16.529; CPAS (Verified Net MWh) 2020: 16.529; CPAS (Verified Net MWh) 2021: 16.529; CPAS (Verified Net MWh) 2022: 16.529; CPAS (Verified Net MWh) 2023: 16.529; CPAS (Verified Net MWh) 2024: 16.529; CPAS (Verified Net MWh) 2025: 16.529; CPAS (Verified Net MWh) 2026: 16.529; CPAS (Verified Net MWh) 2027: 16.529; CPAS (Verified Net MWh) 2028: 16.529 | 165.2902
Hot Water Temperature Card Thermometer | 2 | 0.68384 | 1 | CPAS (Verified Net MWh) 2019: 0.68384; CPAS (Verified Net MWh) 2020: 0.68384 | 1.3677
Advanced Power Strips | 7 | 37.2407 | 1 | CPAS (Verified Net MWh) 2019: 37.2407; CPAS (Verified Net MWh) 2020: 37.2407; CPAS (Verified Net MWh) 2021: 37.2407; CPAS (Verified Net MWh) 2022: 37.2407; CPAS (Verified Net MWh) 2023: 37.2407; CPAS (Verified Net MWh) 2024: 37.2407; CPAS (Verified Net MWh) 2025: 37.2407 | 260.6848
2019 CPAS |  | 120.1721 | 1 |  | 120.1721 | 120.1721 | 84.842 | 84.842 | 84.842 | 84.842 | 84.842 | 47.6013 | 47.6013 | 33.099 | 0 | 0 | 0 | 0 | 0 | 0 | 0 | 0 | 0 | 0 | 0 | 0 | 0 | 0 | 0 | 0 | 0 | 0 | 0 | 0 | 792.8556
Expiring 2019 CPAS |  |  |  |  | 0 | 0 | 35.3302 | 0 | 0 | 0 | 0 | 37.2407 | 0 | 14.5023 | 33.099 | 0 | 0 | 0 | 0 | 0 | 0 | 0 | 0 | 0 | 0 | 0 | 0 | 0 | 0 | 0 | 0 | 0 | 0 | 0
Expired 2019 CPAS |  |  |  |  | 0 | 161.0325 | 196.3627 | 196.3627 | 196.3627 | 196.3627 | 196.3627 | 233.6034 | 233.6034 | 248.1057 | 281.2047 | 281.2047 | 281.2047 | 281.2047 | 281.2047 | 281.2047 | 281.2047 | 281.2047 | 281.2047 | 281.2047 | 281.2047 | 281.2047 | 281.2047 | 281.2047 | 281.2047 | 281.2047 | 281.2047 | 281.2047 | 281.2047 | 281.2047
Weighted Average Measure Life | 8.9041
Community Kits Channel |  |  |  |  | 1 | 2 | 3 | 4 | 5 | 6 | 7 | 8 | 9 | 10 | 11 | 12 | 13 | 14 | 15 | 16 | 17 | 18 | 19 | 20 | 21 | 22 | 23 | 24 | 25
Measure Category | Measure Life | First-Year Verified Gross MWh | NTGR | CPAS (Verified Net MWh) | [30 empty] | Lifetime Savings
|  |  |  | 2018 | 2019 | 2020 | 2021 | 2022 | 2023 | 2024 | 2025 | 2026 | 2027 | 2028 | 2029 | 2030 | 2031 | 2032 | 2033 | 2034 | 2035 | 2036 | 2037 | 2038 | 2039 | 2040 | 2041 | 2042 | 2043 | 2044 | 2045 | 2046 | 2047 | 2048
Standard LED | 10 | 9.6334 | 1 |  | 9.6334 | 9.6334 | 2.6106 | 2.6106 | 2.6106 | 2.6106 | 2.6106 | 2.6106 | 2.6106 | 2.6106 | 0 | 0 | 0 | 0 | 0 | 0 | 0 | 0 | 0 | 0 | 0 | 0 | 0 | 0 | 0 | 0 | 0 | 0 | 0 | 0 | 40.1519
Advanced Power Strip - Tier 1 | 7 | 1.1371 | 1 |  | 1.1371 | 1.1371 | 1.1371 | 1.1371 | 1.1371 | 1.1371 | 1.1371 |  |  | 0 | 0 | 0 | 0 | 0 | 0 | 0 | 0 | 0 | 0 | 0 | 0 | 0 | 0 | 0 | 0 | 0 | 0 | 0 | 0 | 0 | 7.9598
Full Community Kit - LED Standard | 10 | 426.4161 | 1 |  | 426.4161 | 426.4161 | 115.5588 | 115.5588 | 115.5588 | 115.5588 | 115.5588 | 115.5588 | 115.5588 | 115.5588 | 0 | 0 | 0 | 0 | 0 | 0 | 0 | 0 | 0 | 0 | 0 | 0 | 0 | 0 | 0 | 0 | 0 | 0 | 0 | 0 | 1777.3023
Full Community Kit - Advanced Power Strip | 7 | 277.173 | 1 |  | 277.173 | 277.173 | 277.173 | 277.173 | 277.173 | 277.173 | 277.173 |  |  | 0 | 0 | 0 | 0 | 0 | 0 | 0 | 0 | 0 | 0 | 0 | 0 | 0 | 0 | 0 | 0 | 0 | 0 | 0 | 0 | 0 | 1940.211
Full Community Kit - Showerhead | 10 | 123.0214 | 1 | CPAS (Verified Net MWh) 2019: 123.0214; CPAS (Verified Net MWh) 2020: 123.0214; CPAS (Verified Net MWh) 2021: 123.0214; CPAS (Verified Net MWh) 2022: 123.0214; CPAS (Verified Net MWh) 2023: 123.0214; CPAS (Verified Net MWh) 2024: 123.0214; CPAS (Verified Net MWh) 2025: 123.0214; CPAS (Verified Net MWh) 2026: 123.0214; CPAS (Verified Net MWh) 2027: 123.0214; CPAS (Verified Net MWh) 2028: 123.0214; CPAS (Verified Net MWh) 2030: 0 | 1230.2137
Full Community Kit - Faucet Aerator | 10 | 108.604 | 1 | CPAS (Verified Net MWh) 2019: 108.604; CPAS (Verified Net MWh) 2020: 108.604; CPAS (Verified Net MWh) 2021: 108.604; CPAS (Verified Net MWh) 2022: 108.604; CPAS (Verified Net MWh) 2023: 108.604; CPAS (Verified Net MWh) 2024: 108.604; CPAS (Verified Net MWh) 2025: 108.604; CPAS (Verified Net MWh) 2026: 108.604; CPAS (Verified Net MWh) 2027: 108.604; CPAS (Verified Net MWh) 2028: 108.604; CPAS (Verified Net MWh) 2030: 0 | 1086.0401
Full Community Kit - Water Temperature Card | 2 | 4.721 | 1 | CPAS (Verified Net MWh) 2019: 4.721; CPAS (Verified Net MWh) 2020: 4.721; CPAS (Verified Net MWh) 2021: 0; CPAS (Verified Net MWh) 2030: 0 | 9.442
Electric Community Kit - LED Standard | 10 | 19.6807 | 1 | CPAS (Verified Net MWh) 2019: 19.6807; CPAS (Verified Net MWh) 2020: 19.6807; CPAS (Verified Net MWh) 2021: 5.3335; CPAS (Verified Net MWh) 2022: 5.3335; CPAS (Verified Net MWh) 2023: 5.3335; CPAS (Verified Net MWh) 2024: 5.3335; CPAS (Verified Net MWh) 2025: 5.3335; CPAS (Verified Net MWh) 2026: 5.3335; CPAS (Verified Net MWh) 2027: 5.3335; CPAS (Verified Net MWh) 2028: 5.3335; CPAS (Verified Net MWh) 2030: 0 | 82.0293
Electric Community Kit - Advanced Power Strip | 7 | 6.3963 | 1 | CPAS (Verified Net MWh) 2019: 6.3963; CPAS (Verified Net MWh) 2020: 6.3963; CPAS (Verified Net MWh) 2021: 6.3963; CPAS (Verified Net MWh) 2022: 6.3963; CPAS (Verified Net MWh) 2023: 6.3963; CPAS (Verified Net MWh) 2024: 6.3963; CPAS (Verified Net MWh) 2025: 6.3963; CPAS (Verified Net MWh) 2030: 0 | 44.7741
CEFS Kit - LED Standard | 10 | 1.7494 | 1 | CPAS (Verified Net MWh) 2019: 1.7494; CPAS (Verified Net MWh) 2020: 1.7494; CPAS (Verified Net MWh) 2021: 0.47409; CPAS (Verified Net MWh) 2022: 0.47409; CPAS (Verified Net MWh) 2023: 0.47409; CPAS (Verified Net MWh) 2024: 0.47409; CPAS (Verified Net MWh) 2025: 0.47409; CPAS (Verified Net MWh) 2026: 0.47409; CPAS (Verified Net MWh) 2027: 0.47409; CPAS (Verified Net MWh) 2028: 0.47409; CPAS (Verified Net MWh) 2030: 0 | 7.2915
CEFS Kit - LED Night Light | 8 | 0.59387 | 1 | CPAS (Verified Net MWh) 2019: 0.59387; CPAS (Verified Net MWh) 2020: 0.59387; CPAS (Verified Net MWh) 2021: 0.59387; CPAS (Verified Net MWh) 2022: 0.59387; CPAS (Verified Net MWh) 2023: 0.59387; CPAS (Verified Net MWh) 2024: 0.59387; CPAS (Verified Net MWh) 2025: 0.59387; CPAS (Verified Net MWh) 2026: 0.59387; CPAS (Verified Net MWh) 2030: 0 | 4.751
CEFS Kit - Outlet Gasket | 20 | 0.4393 | 1 |  | 0.4393 | 0.4393 | 0.4393 | 0.4393 | 0.4393 | 0.4393 | 0.4393 | 0.4393 | 0.4393 | 0.4393 | 0.4393 | 0.4393 | 0.4393 | 0.4393 | 0.4393 | 0.4393 | 0.4393 | 0.4393 | 0.4393 | 0.4393 | [10 empty] | 8.7859
CEFS Kit - Furnace Filter Alarm | 3 | 0.65688 | 1 | CPAS (Verified Net MWh) 2019: 0.65688; CPAS (Verified Net MWh) 2020: 0.65688; CPAS (Verified Net MWh) 2021: 0.65688; CPAS (Verified Net MWh) 2030: 0 | 1.9707
2019 CPAS |  | 980.2225 | 1 |  | 980.2225 | 980.2225 | 641.9988 | 641.3419 | 641.3419 | 641.3419 | 641.3419 | 356.6355 | 356.0416 | 356.0416 | 0.4393 | 0.4393 | 0.4393 | 0.4393 | 0.4393 | 0.4393 | 0.4393 | 0.4393 | 0.4393 | 0.4393 | 0 | 0 | 0 | 0 | 0 | 0 | 0 | 0 | 0 | 0 | 6240.9233
Expiring 2019 CPAS |  |  |  |  | 0 | 0 | 338.2236 | 0.65688 | 0 | 0 | 0 | 284.7064 | 0.59387 | 0 | 355.6024 | 0 | 0 | 0 | 0 | 0 | 0 | 0 | 0 | 0 | 0.4393 | 0 | 0 | 0 | 0 | 0 | 0 | 0 | 0 | 0
Expired 2019 CPAS |  |  |  |  | 0 | 0 | 338.2236 | 338.8805 | 338.8805 | 338.8805 | 338.8805 | 623.5869 | 624.1808 | 624.1808 | 979.7832 | 979.7832 | 979.7832 | 979.7832 | 979.7832 | 979.7832 | 979.7832 | 979.7832 | 979.7832 | 979.7832 | 980.2225 | 980.2225 | 980.2225 | 980.2225 | 980.2225 | 980.2225 | 980.2225 | 980.2225 | 980.2225 | 980.2225
Weighted Average Measure Life | 9.0887
Notes
• Algorithms for outlet gaskets using Method 2 do not require HVAC equipment efficiencies, therefore no shift as one would expect for air sealing measure after year 10. • Mid-life adjusted savings in 2021 for standard LEDs
Note on E2: [Threaded comment] Your version of Excel allows you to read this threaded comment; however, any edits to it will get removed if the file is opened in a newer version of Excel. Learn more: https://go.microsoft.com/fwlink/?linkid=870924 Comment: This presents CPAS achieved in each year. CPAS are ex post net savings. Every year in which a measure achieves CPAS should be presented. For example, if all measures expire by 2030, all columns after 2030 can be removed.
Note on A14: [Threaded comment] Your version of Excel allows you to read this threaded comment; however, any edits to it will get removed if the file is opened in a newer version of Excel. Learn more: https://go.microsoft.com/fwlink/?linkid=870924 Comment: Year-over-year
Note on A15: [Threaded comment] Your version of Excel allows you to read this threaded comment; however, any edits to it will get removed if the file is opened in a newer version of Excel. Learn more: https://go.microsoft.com/fwlink/?linkid=870924 Comment: Cumulative
Note on B16: [Threaded comment] Your version of Excel allows you to read this threaded comment; however, any edits to it will get removed if the file is opened in a newer version of Excel. Learn more: https://go.microsoft.com/fwlink/?linkid=870924 Comment: This formula is correct. Do not modify it.
Note on E19: [Threaded comment] Your version of Excel allows you to read this threaded comment; however, any edits to it will get removed if the file is opened in a newer version of Excel. Learn more: https://go.microsoft.com/fwlink/?linkid=870924 Comment: This presents CPAS achieved in each year. CPAS are ex post net savings. Every year in which a measure achieves CPAS should be presented. For example, if all measures expire by 2030, all columns after 2030 can be removed.
Note on A28: [Threaded comment] Your version of Excel allows you to read this threaded comment; however, any edits to it will get removed if the file is opened in a newer version of Excel. Learn more: https://go.microsoft.com/fwlink/?linkid=870924 Comment: Year-over-year
Note on A29: [Threaded comment] Your version of Excel allows you to read this threaded comment; however, any edits to it will get removed if the file is opened in a newer version of Excel. Learn more: https://go.microsoft.com/fwlink/?linkid=870924 Comment: Cumulative
Note on B30: [Threaded comment] Your version of Excel allows you to read this threaded comment; however, any edits to it will get removed if the file is opened in a newer version of Excel. Learn more: https://go.microsoft.com/fwlink/?linkid=870924 Comment: This formula is correct. Do not modify it.

## Custom (Project-Level)
2019 Custom Initiative CPAS
This tab provides more detail than the typical CPAS tables, including demand and gas savings to support later cost-effectiveness calculations. The table below does not reflect therm conversion; a table later on this tab does. | [7 empty] | 1 | 2 | 3 | 4 | 5 | 6 | 7 | 8 | 9 | 10 | 11 | 12 | 13 | 14 | 15 | 16 | 17 | 18 | 19 | 20 | 21 | 22 | 23 | 24 | 25 | 26 | 27 | 28 |  |  | 1 | 2 | 3 | 4 | 5 | 6 | 7 | 8 | 9 | 10 | 11 | 12 | 13 | 14 | 15 | 16 | 17 | 18 | 19 | 20 | 21 | 22 | 23 | 24 | 25 | 26 | 27 | 28 |  | 1 | 2 | 3 | 4 | 5 | 6 | 7 | 8 | 9 | 10 | 11 | 12 | 13 | 14 | 15 | 16 | 17 | 18 | 19 | 20 | 21 | 22 | 23 | 24 | 25 | 26 | 27 | 28
Project ID | Offering | Verified EUL | First-Year Verified Gross Savings (MWh) | First-Year Verified Net Savings (MWh) | First-Year Verified Net Savings (MW) | First-Year Verified Net Savings (Therms) | CPAS - Verified Net MWh | [28 empty] | Lifetime Savings | Verified Net MW | [28 empty] | Verified Net Therms
[7 empty] | 2018 | 2019 | 2020 | 2021 | 2022 | 2023 | 2024 | 2025 | 2026 | 2027 | 2028 | 2029 | 2030 | 2031 | 2032 | 2033 | 2034 | 2035 | 2036 | 2037 | 2038 | 2039 | 2040 | 2041 | 2042 | 2043 | 2044 | 2045 | 2046 |  | 2018 | 2019 | 2020 | 2021 | 2022 | 2023 | 2024 | 2025 | 2026 | 2027 | 2028 | 2029 | 2030 | 2031 | 2032 | 2033 | 2034 | 2035 | 2036 | 2037 | 2038 | 2039 | 2040 | 2041 | 2042 | 2043 | 2044 | 2045 | 2046 | 2018 | 2019 | 2020 | 2021 | 2022 | 2023 | 2024 | 2025 | 2026 | 2027 | 2028 | 2029 | 2030 | 2031 | 2032 | 2033 | 2034 | 2035 | 2036 | 2037 | 2038 | 2039 | 2040 | 2041 | 2042 | 2043 | 2044 | 2045 | 2046
900004 | NCL - New Construction Lighting | 17.6625 | 233.829 | 192.2074 | 0.022088 | 0 |  | 192.2074 | 192.2074 | 192.2074 | 192.2074 | 192.2074 | 192.2074 | 192.2074 | 192.2074 | 192.2074 | 192.2074 | 192.2074 | 192.2074 | 192.2074 | 192.2074 | 192.2074 | 192.2074 | 192.2074 | 127.346 | 0 | 0 | 0 | 0 | 0 | 0 | 0 | 0 | 0 | 0 | 3394.8719 |  | 0.022088 | 0.022088 | 0.022088 | 0.022088 | 0.022088 | 0.022088 | 0.022088 | 0.022088 | 0.022088 | 0.022088 | 0.022088 | 0.022088 | 0.022088 | 0.022088 | 0.022088 | 0.022088 | 0.022088 | 0.014634 | 0 | 0 | 0 | 0 | 0 | 0 | 0 | 0 | 0 | 0 |  | 0 | 0 | 0 | 0 | 0 | 0 | 0 | 0 | 0 | 0 | 0 | 0 | 0 | 0 | 0 | 0 | 0 | 0 | 0 | 0 | 0 | 0 | 0 | 0 | 0 | 0 | 0 | 0
1000068 | CI - Custom Incentives | 16.485 | 308.1702 | 253.3159 | 0.0433 | 0 |  | 253.3159 | 253.3159 | 253.3159 | 253.3159 | 253.3159 | 253.3159 | 253.3159 | 253.3159 | 253.3159 | 253.3159 | 253.3159 | 253.3159 | 253.3159 | 253.3159 | 253.3159 | 253.3159 | 122.8688 | 0 | 0 | 0 | 0 | 0 | 0 | 0 | 0 | 0 | 0 | 0 | 4175.9235 |  | 0.0433 | 0.0433 | 0.0433 | 0.0433 | 0.0433 | 0.0433 | 0.0433 | 0.0433 | 0.0433 | 0.0433 | 0.0433 | 0.0433 | 0.0433 | 0.0433 | 0.0433 | 0.0433 | 0.021002 | 0 | 0 | 0 | 0 | 0 | 0 | 0 | 0 | 0 | 0 | 0 |  | 0 | 0 | 0 | 0 | 0 | 0 | 0 | 0 | 0 | 0 | 0 | 0 | 0 | 0 | 0 | 0 | 0 | 0 | 0 | 0 | 0 | 0 | 0 | 0 | 0 | 0 | 0 | 0
1000070 | CI - Custom Incentives | 16.485 | 55.3833 | 45.5251 | 0.0077816 | 0 |  | 45.5251 | 45.5251 | 45.5251 | 45.5251 | 45.5251 | 45.5251 | 45.5251 | 45.5251 | 45.5251 | 45.5251 | 45.5251 | 45.5251 | 45.5251 | 45.5251 | 45.5251 | 45.5251 | 22.0816 | 0 | 0 | 0 | 0 | 0 | 0 | 0 | 0 | 0 | 0 | 0 | 750.4829 |  | 0.0077816 | 0.0077816 | 0.0077816 | 0.0077816 | 0.0077816 | 0.0077816 | 0.0077816 | 0.0077816 | 0.0077816 | 0.0077816 | 0.0077816 | 0.0077816 | 0.0077816 | 0.0077816 | 0.0077816 | 0.0077816 | 0.0037744 | 0 | 0 | 0 | 0 | 0 | 0 | 0 | 0 | 0 | 0 | 0 |  | 0 | 0 | 0 | 0 | 0 | 0 | 0 | 0 | 0 | 0 | 0 | 0 | 0 | 0 | 0 | 0 | 0 | 0 | 0 | 0 | 0 | 0 | 0 | 0 | 0 | 0 | 0 | 0
1000071 | CI - Custom Incentives | 16.485 | 58.5399 | 48.1198 | 0.0082253 | 0 |  | 48.1198 | 48.1198 | 48.1198 | 48.1198 | 48.1198 | 48.1198 | 48.1198 | 48.1198 | 48.1198 | 48.1198 | 48.1198 | 48.1198 | 48.1198 | 48.1198 | 48.1198 | 48.1198 | 23.3401 | 0 | 0 | 0 | 0 | 0 | 0 | 0 | 0 | 0 | 0 | 0 | 793.2569 |  | 0.0082253 | 0.0082253 | 0.0082253 | 0.0082253 | 0.0082253 | 0.0082253 | 0.0082253 | 0.0082253 | 0.0082253 | 0.0082253 | 0.0082253 | 0.0082253 | 0.0082253 | 0.0082253 | 0.0082253 | 0.0082253 | 0.0039896 | 0 | 0 | 0 | 0 | 0 | 0 | 0 | 0 | 0 | 0 | 0 |  | 0 | 0 | 0 | 0 | 0 | 0 | 0 | 0 | 0 | 0 | 0 | 0 | 0 | 0 | 0 | 0 | 0 | 0 | 0 | 0 | 0 | 0 | 0 | 0 | 0 | 0 | 0 | 0
1000075 | CI - Custom Incentives | 16.485 | 78.6269 | 64.6313 | 0.011047 | 0 |  | 64.6313 | 64.6313 | 64.6313 | 64.6313 | 64.6313 | 64.6313 | 64.6313 | 64.6313 | 64.6313 | 64.6313 | 64.6313 | 64.6313 | 64.6313 | 64.6313 | 64.6313 | 64.6313 | 31.3489 | 0 | 0 | 0 | 0 | 0 | 0 | 0 | 0 | 0 | 0 | 0 | 1065.4495 |  | 0.011047 | 0.011047 | 0.011047 | 0.011047 | 0.011047 | 0.011047 | 0.011047 | 0.011047 | 0.011047 | 0.011047 | 0.011047 | 0.011047 | 0.011047 | 0.011047 | 0.011047 | 0.011047 | 0.0053584 | 0 | 0 | 0 | 0 | 0 | 0 | 0 | 0 | 0 | 0 | 0 |  | 0 | 0 | 0 | 0 | 0 | 0 | 0 | 0 | 0 | 0 | 0 | 0 | 0 | 0 | 0 | 0 | 0 | 0 | 0 | 0 | 0 | 0 | 0 | 0 | 0 | 0 | 0 | 0
1000167 | CI - Custom Incentives | 15.3075 | 14.5128 | 11.9296 | 0.0025514 | 10009.6615 |  | 11.9296 | 11.9296 | 11.9296 | 11.9296 | 11.9296 | 11.9296 | 11.9296 | 11.9296 | 11.9296 | 11.9296 | 11.9296 | 11.9296 | 11.9296 | 11.9296 | 11.9296 | 3.6688 | 0 | 0 | 0 | 0 | 0 | 0 | 0 | 0 | 0 | 0 | 0 | 0 | 182.6122 |  | 0.0025514 | 0.0025514 | 0.0025514 | 0.0025514 | 0.0025514 | 0.0025514 | 0.0025514 | 0.0025514 | 0.0025514 | 0.0025514 | 0.0025514 | 0.0025514 | 0.0025514 | 0.0025514 | 0.0025514 | 0.00078466 | 0 | 0 | 0 | 0 | 0 | 0 | 0 | 0 | 0 | 0 | 0 | 0 |  | 10009.6615 | 10009.6615 | 10009.6615 | 10009.6615 | 10009.6615 | 10009.6615 | 10009.6615 | 10009.6615 | 10009.6615 | 10009.6615 | 10009.6615 | 10009.6615 | 10009.6615 | 10009.6615 | 10009.6615 | 3078.3591 | 0 | 0 | 0 | 0 | 0 | 0 | 0 | 0 | 0 | 0 | 0 | 0
1800057 | NCL - New Construction Lighting | 16.1588 | 96.1336 | 79.0218 | 0.0093554 | 0 |  | 79.0218 | 79.0218 | 79.0218 | 79.0218 | 79.0218 | 79.0218 | 79.0218 | 79.0218 | 79.0218 | 79.0218 | 79.0218 | 79.0218 | 79.0218 | 79.0218 | 79.0218 | 79.0218 | 12.5452 | 0 | 0 | 0 | 0 | 0 | 0 | 0 | 0 | 0 | 0 | 0 | 1276.8939 |  | 0.0093554 | 0.0093554 | 0.0093554 | 0.0093554 | 0.0093554 | 0.0093554 | 0.0093554 | 0.0093554 | 0.0093554 | 0.0093554 | 0.0093554 | 0.0093554 | 0.0093554 | 0.0093554 | 0.0093554 | 0.0093554 | 0.0014852 | 0 | 0 | 0 | 0 | 0 | 0 | 0 | 0 | 0 | 0 | 0 |  | 0 | 0 | 0 | 0 | 0 | 0 | 0 | 0 | 0 | 0 | 0 | 0 | 0 | 0 | 0 | 0 | 0 | 0 | 0 | 0 | 0 | 0 | 0 | 0 | 0 | 0 | 0 | 0
1800123 | CI - Custom Incentives | 17.6625 | 0 | 0 | 0 | 62627.2183 |  | 0 | 0 | 0 | 0 | 0 | 0 | 0 | 0 | 0 | 0 | 0 | 0 | 0 | 0 | 0 | 0 | 0 | 0 | 0 | 0 | 0 | 0 | 0 | 0 | 0 | 0 | 0 | 0 | 0 |  | 0 | 0 | 0 | 0 | 0 | 0 | 0 | 0 | 0 | 0 | 0 | 0 | 0 | 0 | 0 | 0 | 0 | 0 | 0 | 0 | 0 | 0 | 0 | 0 | 0 | 0 | 0 | 0 |  | 62627.2183 | 62627.2183 | 62627.2183 | 62627.2183 | 62627.2183 | 62627.2183 | 62627.2183 | 62627.2183 | 62627.2183 | 62627.2183 | 62627.2183 | 62627.2183 | 62627.2183 | 62627.2183 | 62627.2183 | 62627.2183 | 62627.2183 | 41493.3345 | 0 | 0 | 0 | 0 | 0 | 0 | 0 | 0 | 0 | 0
1800139 | CI - Custom Incentives | 23.5501 | 0 | 0 | 0 | 3222.4543 |  | 0 | 0 | 0 | 0 | 0 | 0 | 0 | 0 | 0 | 0 | 0 | 0 | 0 | 0 | 0 | 0 | 0 | 0 | 0 | 0 | 0 | 0 | 0 | 0 | 0 | 0 | 0 | 0 | 0 |  | 0 | 0 | 0 | 0 | 0 | 0 | 0 | 0 | 0 | 0 | 0 | 0 | 0 | 0 | 0 | 0 | 0 | 0 | 0 | 0 | 0 | 0 | 0 | 0 | 0 | 0 | 0 | 0 |  | 3222.4543 | 3222.4543 | 3222.4543 | 3222.4543 | 3222.4543 | 3222.4543 | 3222.4543 | 3222.4543 | 3222.4543 | 3222.4543 | 3222.4543 | 3222.4543 | 3222.4543 | 3222.4543 | 3222.4543 | 3222.4543 | 3222.4543 | 3222.4543 | 3222.4543 | 3222.4543 | 3222.4543 | 3222.4543 | 3222.4543 | 1772.5421 | 0 | 0 | 0 | 0
1800185 | NCL - New Construction Lighting | 17.6625 | 2.2915 | 1.8836 | 3.461e-05 | 0 |  | 1.8836 | 1.8836 | 1.8836 | 1.8836 | 1.8836 | 1.8836 | 1.8836 | 1.8836 | 1.8836 | 1.8836 | 1.8836 | 1.8836 | 1.8836 | 1.8836 | 1.8836 | 1.8836 | 1.8836 | 1.248 | 0 | 0 | 0 | 0 | 0 | 0 | 0 | 0 | 0 | 0 | 33.2694 |  | 3.461e-05 | 3.461e-05 | 3.461e-05 | 3.461e-05 | 3.461e-05 | 3.461e-05 | 3.461e-05 | 3.461e-05 | 3.461e-05 | 3.461e-05 | 3.461e-05 | 3.461e-05 | 3.461e-05 | 3.461e-05 | 3.461e-05 | 3.461e-05 | 3.461e-05 | 2.293e-05 | 0 | 0 | 0 | 0 | 0 | 0 | 0 | 0 | 0 | 0 |  | 0 | 0 | 0 | 0 | 0 | 0 | 0 | 0 | 0 | 0 | 0 | 0 | 0 | 0 | 0 | 0 | 0 | 0 | 0 | 0 | 0 | 0 | 0 | 0 | 0 | 0 | 0 | 0
1800391 | CI - Custom Incentives | 17.6625 | 0 | 0 | 0 | 12322.3713 |  | 0 | 0 | 0 | 0 | 0 | 0 | 0 | 0 | 0 | 0 | 0 | 0 | 0 | 0 | 0 | 0 | 0 | 0 | 0 | 0 | 0 | 0 | 0 | 0 | 0 | 0 | 0 | 0 | 0 |  | 0 | 0 | 0 | 0 | 0 | 0 | 0 | 0 | 0 | 0 | 0 | 0 | 0 | 0 | 0 | 0 | 0 | 0 | 0 | 0 | 0 | 0 | 0 | 0 | 0 | 0 | 0 | 0 |  | 12322.3713 | 12322.3713 | 12322.3713 | 12322.3713 | 12322.3713 | 12322.3713 | 12322.3713 | 12322.3713 | 12322.3713 | 12322.3713 | 12322.3713 | 12322.3713 | 12322.3713 | 12322.3713 | 12322.3713 | 12322.3713 | 12322.3713 | 8164.1224 | 0 | 0 | 0 | 0 | 0 | 0 | 0 | 0 | 0 | 0
1800441 | NCL - New Construction Lighting | 6.1511 | 408.4009 | 335.7055 | 0.0338 | 0 |  | 335.7055 | 335.7055 | 335.7055 | 335.7055 | 335.7055 | 335.7055 | 50.7251 | 0 | 0 | 0 | 0 | 0 | 0 | 0 | 0 | 0 | 0 | 0 | 0 | 0 | 0 | 0 | 0 | 0 | 0 | 0 | 0 | 0 | 2064.9581 |  | 0.0338 | 0.0338 | 0.0338 | 0.0338 | 0.0338 | 0.0338 | 0.0051071 | 0 | 0 | 0 | 0 | 0 | 0 | 0 | 0 | 0 | 0 | 0 | 0 | 0 | 0 | 0 | 0 | 0 | 0 | 0 | 0 | 0 |  | 0 | 0 | 0 | 0 | 0 | 0 | 0 | 0 | 0 | 0 | 0 | 0 | 0 | 0 | 0 | 0 | 0 | 0 | 0 | 0 | 0 | 0 | 0 | 0 | 0 | 0 | 0 | 0
1800455 | CI - Custom Incentives | 17.6625 | 0 | 0 | 0 | 15514.8934 |  | 0 | 0 | 0 | 0 | 0 | 0 | 0 | 0 | 0 | 0 | 0 | 0 | 0 | 0 | 0 | 0 | 0 | 0 | 0 | 0 | 0 | 0 | 0 | 0 | 0 | 0 | 0 | 0 | 0 |  | 0 | 0 | 0 | 0 | 0 | 0 | 0 | 0 | 0 | 0 | 0 | 0 | 0 | 0 | 0 | 0 | 0 | 0 | 0 | 0 | 0 | 0 | 0 | 0 | 0 | 0 | 0 | 0 |  | 15514.8934 | 15514.8934 | 15514.8934 | 15514.8934 | 15514.8934 | 15514.8934 | 15514.8934 | 15514.8934 | 15514.8934 | 15514.8934 | 15514.8934 | 15514.8934 | 15514.8934 | 15514.8934 | 15514.8934 | 15514.8934 | 15514.8934 | 10279.3111 | 0 | 0 | 0 | 0 | 0 | 0 | 0 | 0 | 0 | 0
1800506 | CI - Custom Incentives | 15.3075 | 1004.6534 | 825.8251 | 0.23342 | 0 |  | 825.8251 | 825.8251 | 825.8251 | 825.8251 | 825.8251 | 825.8251 | 825.8251 | 825.8251 | 825.8251 | 825.8251 | 825.8251 | 825.8251 | 825.8251 | 825.8251 | 825.8251 | 253.9732 | 0 | 0 | 0 | 0 | 0 | 0 | 0 | 0 | 0 | 0 | 0 | 0 | 12641.3494 |  | 0.23342 | 0.23342 | 0.23342 | 0.23342 | 0.23342 | 0.23342 | 0.23342 | 0.23342 | 0.23342 | 0.23342 | 0.23342 | 0.23342 | 0.23342 | 0.23342 | 0.23342 | 0.071786 | 0 | 0 | 0 | 0 | 0 | 0 | 0 | 0 | 0 | 0 | 0 | 0 |  | 0 | 0 | 0 | 0 | 0 | 0 | 0 | 0 | 0 | 0 | 0 | 0 | 0 | 0 | 0 | 0 | 0 | 0 | 0 | 0 | 0 | 0 | 0 | 0 | 0 | 0 | 0 | 0
1800553 | NCL - New Construction Lighting | 16.1671 | 27.418 | 22.5376 | 0.0061605 | 0 |  | 22.5376 | 22.5376 | 22.5376 | 22.5376 | 22.5376 | 22.5376 | 22.5376 | 22.5376 | 22.5376 | 22.5376 | 22.5376 | 22.5376 | 22.5376 | 22.5376 | 22.5376 | 22.5376 | 3.7664 | 0 | 0 | 0 | 0 | 0 | 0 | 0 | 0 | 0 | 0 | 0 | 364.3674 |  | 0.0061605 | 0.0061605 | 0.0061605 | 0.0061605 | 0.0061605 | 0.0061605 | 0.0061605 | 0.0061605 | 0.0061605 | 0.0061605 | 0.0061605 | 0.0061605 | 0.0061605 | 0.0061605 | 0.0061605 | 0.0061605 | 0.0010295 | 0 | 0 | 0 | 0 | 0 | 0 | 0 | 0 | 0 | 0 | 0 |  | 0 | 0 | 0 | 0 | 0 | 0 | 0 | 0 | 0 | 0 | 0 | 0 | 0 | 0 | 0 | 0 | 0 | 0 | 0 | 0 | 0 | 0 | 0 | 0 | 0 | 0 | 0 | 0
1800589 | CI - Custom Incentives | 17.6625 | 1081.1391 | 888.6963 | 0.019005 | 68706.7036 |  | 888.6963 | 888.6963 | 888.6963 | 888.6963 | 888.6963 | 888.6963 | 888.6963 | 888.6963 | 888.6963 | 888.6963 | 888.6963 | 888.6963 | 888.6963 | 888.6963 | 888.6963 | 888.6963 | 888.6963 | 588.8011 | 0 | 0 | 0 | 0 | 0 | 0 | 0 | 0 | 0 | 0 | 15696.6384 |  | 0.019005 | 0.019005 | 0.019005 | 0.019005 | 0.019005 | 0.019005 | 0.019005 | 0.019005 | 0.019005 | 0.019005 | 0.019005 | 0.019005 | 0.019005 | 0.019005 | 0.019005 | 0.019005 | 0.019005 | 0.012592 | 0 | 0 | 0 | 0 | 0 | 0 | 0 | 0 | 0 | 0 |  | 68706.7036 | 68706.7036 | 68706.7036 | 68706.7036 | 68706.7036 | 68706.7036 | 68706.7036 | 68706.7036 | 68706.7036 | 68706.7036 | 68706.7036 | 68706.7036 | 68706.7036 | 68706.7036 | 68706.7036 | 68706.7036 | 68706.7036 | 45521.2656 | 0 | 0 | 0 | 0 | 0 | 0 | 0 | 0 | 0 | 0
1800623 | CI - Custom Incentives | 17.6625 | 0 | 0 | 0 | 22155.3372 |  | 0 | 0 | 0 | 0 | 0 | 0 | 0 | 0 | 0 | 0 | 0 | 0 | 0 | 0 | 0 | 0 | 0 | 0 | 0 | 0 | 0 | 0 | 0 | 0 | 0 | 0 | 0 | 0 | 0 |  | 0 | 0 | 0 | 0 | 0 | 0 | 0 | 0 | 0 | 0 | 0 | 0 | 0 | 0 | 0 | 0 | 0 | 0 | 0 | 0 | 0 | 0 | 0 | 0 | 0 | 0 | 0 | 0 |  | 22155.3372 | 22155.3372 | 22155.3372 | 22155.3372 | 22155.3372 | 22155.3372 | 22155.3372 | 22155.3372 | 22155.3372 | 22155.3372 | 22155.3372 | 22155.3372 | 22155.3372 | 22155.3372 | 22155.3372 | 22155.3372 | 22155.3372 | 14678.9023 | 0 | 0 | 0 | 0 | 0 | 0 | 0 | 0 | 0 | 0
1800676 | NCL - New Construction Lighting | 13.6826 | 10.9532 | 9.0035 | 0 | 0 |  | 9.0035 | 9.0035 | 9.0035 | 9.0035 | 9.0035 | 9.0035 | 9.0035 | 9.0035 | 9.0035 | 9.0035 | 9.0035 | 9.0035 | 9.0035 | 6.1457 | 0 | 0 | 0 | 0 | 0 | 0 | 0 | 0 | 0 | 0 | 0 | 0 | 0 | 0 | 123.1911 |  | 0 | 0 | 0 | 0 | 0 | 0 | 0 | 0 | 0 | 0 | 0 | 0 | 0 | 0 | 0 | 0 | 0 | 0 | 0 | 0 | 0 | 0 | 0 | 0 | 0 | 0 | 0 | 0 |  | 0 | 0 | 0 | 0 | 0 | 0 | 0 | 0 | 0 | 0 | 0 | 0 | 0 | 0 | 0 | 0 | 0 | 0 | 0 | 0 | 0 | 0 | 0 | 0 | 0 | 0 | 0 | 0
1800736 | CI - Custom Incentives | 17.6625 | 18.0876 | 14.868 | 0.00159 | 1171.4734 |  | 14.868 | 14.868 | 14.868 | 14.868 | 14.868 | 14.868 | 14.868 | 14.868 | 14.868 | 14.868 | 14.868 | 14.868 | 14.868 | 14.868 | 14.868 | 14.868 | 14.868 | 9.8507 | 0 | 0 | 0 | 0 | 0 | 0 | 0 | 0 | 0 | 0 | 262.6074 |  | 0.00159 | 0.00159 | 0.00159 | 0.00159 | 0.00159 | 0.00159 | 0.00159 | 0.00159 | 0.00159 | 0.00159 | 0.00159 | 0.00159 | 0.00159 | 0.00159 | 0.00159 | 0.00159 | 0.00159 | 0.0010534 | 0 | 0 | 0 | 0 | 0 | 0 | 0 | 0 | 0 | 0 |  | 1171.4734 | 1171.4734 | 1171.4734 | 1171.4734 | 1171.4734 | 1171.4734 | 1171.4734 | 1171.4734 | 1171.4734 | 1171.4734 | 1171.4734 | 1171.4734 | 1171.4734 | 1171.4734 | 1171.4734 | 1171.4734 | 1171.4734 | 776.1535 | 0 | 0 | 0 | 0 | 0 | 0 | 0 | 0 | 0 | 0
1800738 | CI - Custom Incentives | 15.3075 | 192.3618 | 158.1214 | 0.028985 | 20816.8508 |  | 158.1214 | 158.1214 | 158.1214 | 158.1214 | 158.1214 | 158.1214 | 158.1214 | 158.1214 | 158.1214 | 158.1214 | 158.1214 | 158.1214 | 158.1214 | 158.1214 | 158.1214 | 48.6284 | 0 | 0 | 0 | 0 | 0 | 0 | 0 | 0 | 0 | 0 | 0 | 0 | 2420.4488 |  | 0.028985 | 0.028985 | 0.028985 | 0.028985 | 0.028985 | 0.028985 | 0.028985 | 0.028985 | 0.028985 | 0.028985 | 0.028985 | 0.028985 | 0.028985 | 0.028985 | 0.028985 | 0.0089142 | 0 | 0 | 0 | 0 | 0 | 0 | 0 | 0 | 0 | 0 | 0 | 0 |  | 20816.8508 | 20816.8508 | 20816.8508 | 20816.8508 | 20816.8508 | 20816.8508 | 20816.8508 | 20816.8508 | 20816.8508 | 20816.8508 | 20816.8508 | 20816.8508 | 20816.8508 | 20816.8508 | 20816.8508 | 6401.9889 | 0 | 0 | 0 | 0 | 0 | 0 | 0 | 0 | 0 | 0 | 0 | 0
1800955 | CI - Custom Incentives | 20.4886 | 5.6118 | 4.6129 | 0.0027009 | 2003.2556 |  | 4.6129 | 4.6129 | 4.6129 | 4.6129 | 4.6129 | 4.6129 | 4.6129 | 4.6129 | 4.6129 | 4.6129 | 4.6129 | 4.6129 | 4.6129 | 4.6129 | 4.6129 | 4.6129 | 4.6129 | 4.6129 | 4.6129 | 4.6129 | 2.2536 | 0 | 0 | 0 | 0 | 0 | 0 | 0 | 94.5114 |  | 0.0027009 | 0.0027009 | 0.0027009 | 0.0027009 | 0.0027009 | 0.0027009 | 0.0027009 | 0.0027009 | 0.0027009 | 0.0027009 | 0.0027009 | 0.0027009 | 0.0027009 | 0.0027009 | 0.0027009 | 0.0027009 | 0.0027009 | 0.0027009 | 0.0027009 | 0.0027009 | 0.0013195 | 0 | 0 | 0 | 0 | 0 | 0 | 0 |  | 2003.2556 | 2003.2556 | 2003.2556 | 2003.2556 | 2003.2556 | 2003.2556 | 2003.2556 | 2003.2556 | 2003.2556 | 2003.2556 | 2003.2556 | 2003.2556 | 2003.2556 | 2003.2556 | 2003.2556 | 2003.2556 | 2003.2556 | 2003.2556 | 2003.2556 | 2003.2556 | 978.6943 | 0 | 0 | 0 | 0 | 0 | 0 | 0
1800956 | NCL - New Construction Lighting | 17.6625 | 26.9064 | 22.1171 | 0.0059736 | 0 |  | 22.1171 | 22.1171 | 22.1171 | 22.1171 | 22.1171 | 22.1171 | 22.1171 | 22.1171 | 22.1171 | 22.1171 | 22.1171 | 22.1171 | 22.1171 | 22.1171 | 22.1171 | 22.1171 | 22.1171 | 14.6536 | 0 | 0 | 0 | 0 | 0 | 0 | 0 | 0 | 0 | 0 | 390.6442 |  | 0.0059736 | 0.0059736 | 0.0059736 | 0.0059736 | 0.0059736 | 0.0059736 | 0.0059736 | 0.0059736 | 0.0059736 | 0.0059736 | 0.0059736 | 0.0059736 | 0.0059736 | 0.0059736 | 0.0059736 | 0.0059736 | 0.0059736 | 0.0039578 | 0 | 0 | 0 | 0 | 0 | 0 | 0 | 0 | 0 | 0 |  | 0 | 0 | 0 | 0 | 0 | 0 | 0 | 0 | 0 | 0 | 0 | 0 | 0 | 0 | 0 | 0 | 0 | 0 | 0 | 0 | 0 | 0 | 0 | 0 | 0 | 0 | 0 | 0
1801083 | NCL - New Construction Lighting | 10.7388 | 7.7051 | 6.3336 | 0.0024919 | 0 |  | 6.3336 | 6.3336 | 6.3336 | 6.3336 | 6.3336 | 6.3336 | 6.3336 | 6.3336 | 6.3336 | 6.3336 | 4.6795 | 0 | 0 | 0 | 0 | 0 | 0 | 0 | 0 | 0 | 0 | 0 | 0 | 0 | 0 | 0 | 0 | 0 | 68.0158 |  | 0.0024919 | 0.0024919 | 0.0024919 | 0.0024919 | 0.0024919 | 0.0024919 | 0.0024919 | 0.0024919 | 0.0024919 | 0.0024919 | 0.0018411 | 0 | 0 | 0 | 0 | 0 | 0 | 0 | 0 | 0 | 0 | 0 | 0 | 0 | 0 | 0 | 0 | 0 |  | 0 | 0 | 0 | 0 | 0 | 0 | 0 | 0 | 0 | 0 | 0 | 0 | 0 | 0 | 0 | 0 | 0 | 0 | 0 | 0 | 0 | 0 | 0 | 0 | 0 | 0 | 0 | 0
1801098 | CI - Custom Incentives | 15.3075 | 225.8137 | 185.6188 | 0.019903 | 0 |  | 185.6188 | 185.6188 | 185.6188 | 185.6188 | 185.6188 | 185.6188 | 185.6188 | 185.6188 | 185.6188 | 185.6188 | 185.6188 | 185.6188 | 185.6188 | 185.6188 | 185.6188 | 57.085 | 0 | 0 | 0 | 0 | 0 | 0 | 0 | 0 | 0 | 0 | 0 | 0 | 2841.3674 |  | 0.019903 | 0.019903 | 0.019903 | 0.019903 | 0.019903 | 0.019903 | 0.019903 | 0.019903 | 0.019903 | 0.019903 | 0.019903 | 0.019903 | 0.019903 | 0.019903 | 0.019903 | 0.006121 | 0 | 0 | 0 | 0 | 0 | 0 | 0 | 0 | 0 | 0 | 0 | 0 |  | 0 | 0 | 0 | 0 | 0 | 0 | 0 | 0 | 0 | 0 | 0 | 0 | 0 | 0 | 0 | 0 | 0 | 0 | 0 | 0 | 0 | 0 | 0 | 0 | 0 | 0 | 0 | 0
1801172 | NCL - New Construction Lighting | 14.7188 | 5.6654 | 4.6569 | 0.0013982 | 0 |  | 4.6569 | 4.6569 | 4.6569 | 4.6569 | 4.6569 | 4.6569 | 4.6569 | 4.6569 | 4.6569 | 4.6569 | 4.6569 | 4.6569 | 4.6569 | 4.6569 | 3.3473 | 0 | 0 | 0 | 0 | 0 | 0 | 0 | 0 | 0 | 0 | 0 | 0 | 0 | 68.5444 |  | 0.0013982 | 0.0013982 | 0.0013982 | 0.0013982 | 0.0013982 | 0.0013982 | 0.0013982 | 0.0013982 | 0.0013982 | 0.0013982 | 0.0013982 | 0.0013982 | 0.0013982 | 0.0013982 | 0.001005 | 0 | 0 | 0 | 0 | 0 | 0 | 0 | 0 | 0 | 0 | 0 | 0 | 0 |  | 0 | 0 | 0 | 0 | 0 | 0 | 0 | 0 | 0 | 0 | 0 | 0 | 0 | 0 | 0 | 0 | 0 | 0 | 0 | 0 | 0 | 0 | 0 | 0 | 0 | 0 | 0 | 0
1801284 | CI - Custom Incentives | 17.6625 | 39.5685 | 32.5253 | 0.0034783 | 0 |  | 32.5253 | 32.5253 | 32.5253 | 32.5253 | 32.5253 | 32.5253 | 32.5253 | 32.5253 | 32.5253 | 32.5253 | 32.5253 | 32.5253 | 32.5253 | 32.5253 | 32.5253 | 32.5253 | 32.5253 | 21.5495 | 0 | 0 | 0 | 0 | 0 | 0 | 0 | 0 | 0 | 0 | 574.4793 |  | 0.0034783 | 0.0034783 | 0.0034783 | 0.0034783 | 0.0034783 | 0.0034783 | 0.0034783 | 0.0034783 | 0.0034783 | 0.0034783 | 0.0034783 | 0.0034783 | 0.0034783 | 0.0034783 | 0.0034783 | 0.0034783 | 0.0034783 | 0.0023045 | 0 | 0 | 0 | 0 | 0 | 0 | 0 | 0 | 0 | 0 |  | 0 | 0 | 0 | 0 | 0 | 0 | 0 | 0 | 0 | 0 | 0 | 0 | 0 | 0 | 0 | 0 | 0 | 0 | 0 | 0 | 0 | 0 | 0 | 0 | 0 | 0 | 0 | 0
1801342 | CI - Custom Incentives | 17.6625 | 288.2011 | 236.9013 | 0.025332 | 13782.5151 |  | 236.9013 | 236.9013 | 236.9013 | 236.9013 | 236.9013 | 236.9013 | 236.9013 | 236.9013 | 236.9013 | 236.9013 | 236.9013 | 236.9013 | 236.9013 | 236.9013 | 236.9013 | 236.9013 | 236.9013 | 156.9577 | 0 | 0 | 0 | 0 | 0 | 0 | 0 | 0 | 0 | 0 | 4184.2799 |  | 0.025332 | 0.025332 | 0.025332 | 0.025332 | 0.025332 | 0.025332 | 0.025332 | 0.025332 | 0.025332 | 0.025332 | 0.025332 | 0.025332 | 0.025332 | 0.025332 | 0.025332 | 0.025332 | 0.025332 | 0.016784 | 0 | 0 | 0 | 0 | 0 | 0 | 0 | 0 | 0 | 0 |  | 13782.5151 | 13782.5151 | 13782.5151 | 13782.5151 | 13782.5151 | 13782.5151 | 13782.5151 | 13782.5151 | 13782.5151 | 13782.5151 | 13782.5151 | 13782.5151 | 13782.5151 | 13782.5151 | 13782.5151 | 13782.5151 | 13782.5151 | 9131.533 | 0 | 0 | 0 | 0 | 0 | 0 | 0 | 0 | 0 | 0
1801367 | NCL - New Construction Lighting | 15.7197 | 14.0708 | 11.5662 | 0.0051014 | 0 |  | 11.5662 | 11.5662 | 11.5662 | 11.5662 | 11.5662 | 11.5662 | 11.5662 | 11.5662 | 11.5662 | 11.5662 | 11.5662 | 11.5662 | 11.5662 | 11.5662 | 11.5662 | 8.3238 | 0 | 0 | 0 | 0 | 0 | 0 | 0 | 0 | 0 | 0 | 0 | 0 | 181.817 |  | 0.0051014 | 0.0051014 | 0.0051014 | 0.0051014 | 0.0051014 | 0.0051014 | 0.0051014 | 0.0051014 | 0.0051014 | 0.0051014 | 0.0051014 | 0.0051014 | 0.0051014 | 0.0051014 | 0.0051014 | 0.0036713 | 0 | 0 | 0 | 0 | 0 | 0 | 0 | 0 | 0 | 0 | 0 | 0 |  | 0 | 0 | 0 | 0 | 0 | 0 | 0 | 0 | 0 | 0 | 0 | 0 | 0 | 0 | 0 | 0 | 0 | 0 | 0 | 0 | 0 | 0 | 0 | 0 | 0 | 0 | 0 | 0
1801385 | NCL - New Construction Lighting | 11.5395 | 43.979 | 36.1507 | 0.0067489 | 0 |  | 36.1507 | 36.1507 | 36.1507 | 36.1507 | 36.1507 | 36.1507 | 36.1507 | 36.1507 | 36.1507 | 36.1507 | 36.1507 | 19.5044 | 0 | 0 | 0 | 0 | 0 | 0 | 0 | 0 | 0 | 0 | 0 | 0 | 0 | 0 | 0 | 0 | 417.1621 |  | 0.0067489 | 0.0067489 | 0.0067489 | 0.0067489 | 0.0067489 | 0.0067489 | 0.0067489 | 0.0067489 | 0.0067489 | 0.0067489 | 0.0067489 | 0.0036412 | 0 | 0 | 0 | 0 | 0 | 0 | 0 | 0 | 0 | 0 | 0 | 0 | 0 | 0 | 0 | 0 |  | 0 | 0 | 0 | 0 | 0 | 0 | 0 | 0 | 0 | 0 | 0 | 0 | 0 | 0 | 0 | 0 | 0 | 0 | 0 | 0 | 0 | 0 | 0 | 0 | 0 | 0 | 0 | 0
1801399 | CI - Custom Incentives | 15.3075 | 268.7765 | 220.9343 | 0.039037 | 0 |  | 220.9343 | 220.9343 | 220.9343 | 220.9343 | 220.9343 | 220.9343 | 220.9343 | 220.9343 | 220.9343 | 220.9343 | 220.9343 | 220.9343 | 220.9343 | 220.9343 | 220.9343 | 67.9459 | 0 | 0 | 0 | 0 | 0 | 0 | 0 | 0 | 0 | 0 | 0 | 0 | 3381.9601 |  | 0.039037 | 0.039037 | 0.039037 | 0.039037 | 0.039037 | 0.039037 | 0.039037 | 0.039037 | 0.039037 | 0.039037 | 0.039037 | 0.039037 | 0.039037 | 0.039037 | 0.039037 | 0.012005 | 0 | 0 | 0 | 0 | 0 | 0 | 0 | 0 | 0 | 0 | 0 | 0 |  | 0 | 0 | 0 | 0 | 0 | 0 | 0 | 0 | 0 | 0 | 0 | 0 | 0 | 0 | 0 | 0 | 0 | 0 | 0 | 0 | 0 | 0 | 0 | 0 | 0 | 0 | 0 | 0
1801462 | NCL - New Construction Lighting | 11.5395 | 34.0102 | 27.9564 | 0.0052053 | 0 |  | 27.9564 | 27.9564 | 27.9564 | 27.9564 | 27.9564 | 27.9564 | 27.9564 | 27.9564 | 27.9564 | 27.9564 | 27.9564 | 15.0833 | 0 | 0 | 0 | 0 | 0 | 0 | 0 | 0 | 0 | 0 | 0 | 0 | 0 | 0 | 0 | 0 | 322.6033 |  | 0.0052053 | 0.0052053 | 0.0052053 | 0.0052053 | 0.0052053 | 0.0052053 | 0.0052053 | 0.0052053 | 0.0052053 | 0.0052053 | 0.0052053 | 0.0028084 | 0 | 0 | 0 | 0 | 0 | 0 | 0 | 0 | 0 | 0 | 0 | 0 | 0 | 0 | 0 | 0 |  | 0 | 0 | 0 | 0 | 0 | 0 | 0 | 0 | 0 | 0 | 0 | 0 | 0 | 0 | 0 | 0 | 0 | 0 | 0 | 0 | 0 | 0 | 0 | 0 | 0 | 0 | 0 | 0
1801470 | CI - Custom Incentives | 17.6625 | 0 | 0 | 0 | 36373.7457 |  | 0 | 0 | 0 | 0 | 0 | 0 | 0 | 0 | 0 | 0 | 0 | 0 | 0 | 0 | 0 | 0 | 0 | 0 | 0 | 0 | 0 | 0 | 0 | 0 | 0 | 0 | 0 | 0 | 0 |  | 0 | 0 | 0 | 0 | 0 | 0 | 0 | 0 | 0 | 0 | 0 | 0 | 0 | 0 | 0 | 0 | 0 | 0 | 0 | 0 | 0 | 0 | 0 | 0 | 0 | 0 | 0 | 0 |  | 36373.7457 | 36373.7457 | 36373.7457 | 36373.7457 | 36373.7457 | 36373.7457 | 36373.7457 | 36373.7457 | 36373.7457 | 36373.7457 | 36373.7457 | 36373.7457 | 36373.7457 | 36373.7457 | 36373.7457 | 36373.7457 | 36373.7457 | 24099.2341 | 0 | 0 | 0 | 0 | 0 | 0 | 0 | 0 | 0 | 0
1801471 | NCL - New Construction Lighting | 14.7894 | 23.1595 | 19.0371 | 0.0069288 | 0 |  | 19.0371 | 19.0371 | 19.0371 | 19.0371 | 19.0371 | 19.0371 | 19.0371 | 19.0371 | 19.0371 | 19.0371 | 19.0371 | 19.0371 | 19.0371 | 19.0371 | 15.0286 | 0 | 0 | 0 | 0 | 0 | 0 | 0 | 0 | 0 | 0 | 0 | 0 | 0 | 281.5481 |  | 0.0069288 | 0.0069288 | 0.0069288 | 0.0069288 | 0.0069288 | 0.0069288 | 0.0069288 | 0.0069288 | 0.0069288 | 0.0069288 | 0.0069288 | 0.0069288 | 0.0069288 | 0.0069288 | 0.0054699 | 0 | 0 | 0 | 0 | 0 | 0 | 0 | 0 | 0 | 0 | 0 | 0 | 0 |  | 0 | 0 | 0 | 0 | 0 | 0 | 0 | 0 | 0 | 0 | 0 | 0 | 0 | 0 | 0 | 0 | 0 | 0 | 0 | 0 | 0 | 0 | 0 | 0 | 0 | 0 | 0 | 0
1801519 | CI - Custom Incentives | 15.3075 | 402.1443 | 330.5626 | 0.035347 | 0 |  | 330.5626 | 330.5626 | 330.5626 | 330.5626 | 330.5626 | 330.5626 | 330.5626 | 330.5626 | 330.5626 | 330.5626 | 330.5626 | 330.5626 | 330.5626 | 330.5626 | 330.5626 | 101.6608 | 0 | 0 | 0 | 0 | 0 | 0 | 0 | 0 | 0 | 0 | 0 | 0 | 5060.1004 |  | 0.035347 | 0.035347 | 0.035347 | 0.035347 | 0.035347 | 0.035347 | 0.035347 | 0.035347 | 0.035347 | 0.035347 | 0.035347 | 0.035347 | 0.035347 | 0.035347 | 0.035347 | 0.010871 | 0 | 0 | 0 | 0 | 0 | 0 | 0 | 0 | 0 | 0 | 0 | 0 |  | 0 | 0 | 0 | 0 | 0 | 0 | 0 | 0 | 0 | 0 | 0 | 0 | 0 | 0 | 0 | 0 | 0 | 0 | 0 | 0 | 0 | 0 | 0 | 0 | 0 | 0 | 0 | 0
1801532 | NCL - New Construction Lighting | 16.6028 | 5.8253 | 4.7884 | 0.0012396 | 0 |  | 4.7884 | 4.7884 | 4.7884 | 4.7884 | 4.7884 | 4.7884 | 4.7884 | 4.7884 | 4.7884 | 4.7884 | 4.7884 | 4.7884 | 4.7884 | 4.7884 | 4.7884 | 4.7884 | 2.8864 | 0 | 0 | 0 | 0 | 0 | 0 | 0 | 0 | 0 | 0 | 0 | 79.5013 |  | 0.0012396 | 0.0012396 | 0.0012396 | 0.0012396 | 0.0012396 | 0.0012396 | 0.0012396 | 0.0012396 | 0.0012396 | 0.0012396 | 0.0012396 | 0.0012396 | 0.0012396 | 0.0012396 | 0.0012396 | 0.0012396 | 0.00074721 | 0 | 0 | 0 | 0 | 0 | 0 | 0 | 0 | 0 | 0 | 0 |  | 0 | 0 | 0 | 0 | 0 | 0 | 0 | 0 | 0 | 0 | 0 | 0 | 0 | 0 | 0 | 0 | 0 | 0 | 0 | 0 | 0 | 0 | 0 | 0 | 0 | 0 | 0 | 0
1801554 | CI - Custom Incentives | 15.3075 | 391.4155 | 321.7435 | 0.043054 | 0 |  | 321.7435 | 321.7435 | 321.7435 | 321.7435 | 321.7435 | 321.7435 | 321.7435 | 321.7435 | 321.7435 | 321.7435 | 321.7435 | 321.7435 | 321.7435 | 321.7435 | 321.7435 | 98.9486 | 0 | 0 | 0 | 0 | 0 | 0 | 0 | 0 | 0 | 0 | 0 | 0 | 4925.1018 |  | 0.043054 | 0.043054 | 0.043054 | 0.043054 | 0.043054 | 0.043054 | 0.043054 | 0.043054 | 0.043054 | 0.043054 | 0.043054 | 0.043054 | 0.043054 | 0.043054 | 0.043054 | 0.013241 | 0 | 0 | 0 | 0 | 0 | 0 | 0 | 0 | 0 | 0 | 0 | 0 |  | 0 | 0 | 0 | 0 | 0 | 0 | 0 | 0 | 0 | 0 | 0 | 0 | 0 | 0 | 0 | 0 | 0 | 0 | 0 | 0 | 0 | 0 | 0 | 0 | 0 | 0 | 0 | 0
1801651 | NCL - New Construction Lighting | 11.5513 | 80.4658 | 66.1429 | 0.0056483 | 0 |  | 66.1429 | 66.1429 | 66.1429 | 66.1429 | 66.1429 | 66.1429 | 66.1429 | 66.1429 | 66.1429 | 66.1429 | 66.1429 | 36.4649 | 0 | 0 | 0 | 0 | 0 | 0 | 0 | 0 | 0 | 0 | 0 | 0 | 0 | 0 | 0 | 0 | 764.0368 |  | 0.0056483 | 0.0056483 | 0.0056483 | 0.0056483 | 0.0056483 | 0.0056483 | 0.0056483 | 0.0056483 | 0.0056483 | 0.0056483 | 0.0056483 | 0.0031139 | 0 | 0 | 0 | 0 | 0 | 0 | 0 | 0 | 0 | 0 | 0 | 0 | 0 | 0 | 0 | 0 |  | 0 | 0 | 0 | 0 | 0 | 0 | 0 | 0 | 0 | 0 | 0 | 0 | 0 | 0 | 0 | 0 | 0 | 0 | 0 | 0 | 0 | 0 | 0 | 0 | 0 | 0 | 0 | 0
1801671 | NCL - New Construction Lighting | 10.5678 | 34.0517 | 27.9905 | 0.013124 | 0 |  | 27.9905 | 27.9905 | 27.9905 | 27.9905 | 27.9905 | 27.9905 | 27.9905 | 27.9905 | 27.9905 | 27.9905 | 15.8937 | 0 | 0 | 0 | 0 | 0 | 0 | 0 | 0 | 0 | 0 | 0 | 0 | 0 | 0 | 0 | 0 | 0 | 295.7983 |  | 0.013124 | 0.013124 | 0.013124 | 0.013124 | 0.013124 | 0.013124 | 0.013124 | 0.013124 | 0.013124 | 0.013124 | 0.0074522 | 0 | 0 | 0 | 0 | 0 | 0 | 0 | 0 | 0 | 0 | 0 | 0 | 0 | 0 | 0 | 0 | 0 |  | 0 | 0 | 0 | 0 | 0 | 0 | 0 | 0 | 0 | 0 | 0 | 0 | 0 | 0 | 0 | 0 | 0 | 0 | 0 | 0 | 0 | 0 | 0 | 0 | 0 | 0 | 0 | 0
1801673 | NCL - New Construction Lighting | 11.5513 | 38.7244 | 31.8315 | 0.012937 | 0 |  | 31.8315 | 31.8315 | 31.8315 | 31.8315 | 31.8315 | 31.8315 | 31.8315 | 31.8315 | 31.8315 | 31.8315 | 31.8315 | 17.5488 | 0 | 0 | 0 | 0 | 0 | 0 | 0 | 0 | 0 | 0 | 0 | 0 | 0 | 0 | 0 | 0 | 367.6951 |  | 0.012937 | 0.012937 | 0.012937 | 0.012937 | 0.012937 | 0.012937 | 0.012937 | 0.012937 | 0.012937 | 0.012937 | 0.012937 | 0.0071322 | 0 | 0 | 0 | 0 | 0 | 0 | 0 | 0 | 0 | 0 | 0 | 0 | 0 | 0 | 0 | 0 |  | 0 | 0 | 0 | 0 | 0 | 0 | 0 | 0 | 0 | 0 | 0 | 0 | 0 | 0 | 0 | 0 | 0 | 0 | 0 | 0 | 0 | 0 | 0 | 0 | 0 | 0 | 0 | 0
1801740 | CI - Custom Incentives | 9.42 | 36.5974 | 30.083 | 0.0039932 | 0 |  | 30.083 | 30.083 | 30.083 | 30.083 | 30.083 | 30.083 | 30.083 | 30.083 | 30.083 | 12.6356 | 0 | 0 | 0 | 0 | 0 | 0 | 0 | 0 | 0 | 0 | 0 | 0 | 0 | 0 | 0 | 0 | 0 | 0 | 283.3828 |  | 0.0039932 | 0.0039932 | 0.0039932 | 0.0039932 | 0.0039932 | 0.0039932 | 0.0039932 | 0.0039932 | 0.0039932 | 0.0016773 | 0 | 0 | 0 | 0 | 0 | 0 | 0 | 0 | 0 | 0 | 0 | 0 | 0 | 0 | 0 | 0 | 0 | 0 |  | 0 | 0 | 0 | 0 | 0 | 0 | 0 | 0 | 0 | 0 | 0 | 0 | 0 | 0 | 0 | 0 | 0 | 0 | 0 | 0 | 0 | 0 | 0 | 0 | 0 | 0 | 0 | 0
1801792 | CI - Custom Incentives | 9.42 | 124.6023 | 102.4231 | 0.010952 | 0 |  | 102.4231 | 102.4231 | 102.4231 | 102.4231 | 102.4231 | 102.4231 | 102.4231 | 102.4231 | 102.4231 | 43.0201 | 0 | 0 | 0 | 0 | 0 | 0 | 0 | 0 | 0 | 0 | 0 | 0 | 0 | 0 | 0 | 0 | 0 | 0 | 964.8278 |  | 0.010952 | 0.010952 | 0.010952 | 0.010952 | 0.010952 | 0.010952 | 0.010952 | 0.010952 | 0.010952 | 0.0046 | 0 | 0 | 0 | 0 | 0 | 0 | 0 | 0 | 0 | 0 | 0 | 0 | 0 | 0 | 0 | 0 | 0 | 0 |  | 0 | 0 | 0 | 0 | 0 | 0 | 0 | 0 | 0 | 0 | 0 | 0 | 0 | 0 | 0 | 0 | 0 | 0 | 0 | 0 | 0 | 0 | 0 | 0 | 0 | 0 | 0 | 0
1801793 | CI - Custom Incentives | 9.42 | 27.9132 | 22.9447 | 0.0024531 | 0 |  | 22.9447 | 22.9447 | 22.9447 | 22.9447 | 22.9447 | 22.9447 | 22.9447 | 22.9447 | 22.9447 | 9.6373 | 0 | 0 | 0 | 0 | 0 | 0 | 0 | 0 | 0 | 0 | 0 | 0 | 0 | 0 | 0 | 0 | 0 | 0 | 216.1392 |  | 0.0024531 | 0.0024531 | 0.0024531 | 0.0024531 | 0.0024531 | 0.0024531 | 0.0024531 | 0.0024531 | 0.0024531 | 0.0010304 | 0 | 0 | 0 | 0 | 0 | 0 | 0 | 0 | 0 | 0 | 0 | 0 | 0 | 0 | 0 | 0 | 0 | 0 |  | 0 | 0 | 0 | 0 | 0 | 0 | 0 | 0 | 0 | 0 | 0 | 0 | 0 | 0 | 0 | 0 | 0 | 0 | 0 | 0 | 0 | 0 | 0 | 0 | 0 | 0 | 0 | 0
1801907 | CI - Custom Incentives | 12.7089 | 1224.1064 | 1006.2154 | 0.11787 | 0 |  | 1006.2154 | 1006.2154 | 1006.2154 | 1006.2154 | 1006.2154 | 1006.2154 | 1006.2154 | 1006.2154 | 1006.2154 | 1006.2154 | 1006.2154 | 1006.2154 | 713.307 | 0 | 0 | 0 | 0 | 0 | 0 | 0 | 0 | 0 | 0 | 0 | 0 | 0 | 0 | 0 | 12787.8923 |  | 0.11787 | 0.11787 | 0.11787 | 0.11787 | 0.11787 | 0.11787 | 0.11787 | 0.11787 | 0.11787 | 0.11787 | 0.11787 | 0.11787 | 0.083556 | 0 | 0 | 0 | 0 | 0 | 0 | 0 | 0 | 0 | 0 | 0 | 0 | 0 | 0 | 0 |  | 0 | 0 | 0 | 0 | 0 | 0 | 0 | 0 | 0 | 0 | 0 | 0 | 0 | 0 | 0 | 0 | 0 | 0 | 0 | 0 | 0 | 0 | 0 | 0 | 0 | 0 | 0 | 0
1802041 | CI - Custom Incentives | 17.6625 | 356.759 | 293.2559 | 0.031372 | 0 |  | 293.2559 | 293.2559 | 293.2559 | 293.2559 | 293.2559 | 293.2559 | 293.2559 | 293.2559 | 293.2559 | 293.2559 | 293.2559 | 293.2559 | 293.2559 | 293.2559 | 293.2559 | 293.2559 | 293.2559 | 194.2951 | 0 | 0 | 0 | 0 | 0 | 0 | 0 | 0 | 0 | 0 | 5179.6448 |  | 0.031372 | 0.031372 | 0.031372 | 0.031372 | 0.031372 | 0.031372 | 0.031372 | 0.031372 | 0.031372 | 0.031372 | 0.031372 | 0.031372 | 0.031372 | 0.031372 | 0.031372 | 0.031372 | 0.031372 | 0.020785 | 0 | 0 | 0 | 0 | 0 | 0 | 0 | 0 | 0 | 0 |  | 0 | 0 | 0 | 0 | 0 | 0 | 0 | 0 | 0 | 0 | 0 | 0 | 0 | 0 | 0 | 0 | 0 | 0 | 0 | 0 | 0 | 0 | 0 | 0 | 0 | 0 | 0 | 0
1802141 | CI - Custom Incentives | 17.6625 | 199.6595 | 164.1201 | 0.017549 | 0 |  | 164.1201 | 164.1201 | 164.1201 | 164.1201 | 164.1201 | 164.1201 | 164.1201 | 164.1201 | 164.1201 | 164.1201 | 164.1201 | 164.1201 | 164.1201 | 164.1201 | 164.1201 | 164.1201 | 164.1201 | 108.7369 | 0 | 0 | 0 | 0 | 0 | 0 | 0 | 0 | 0 | 0 | 2898.7789 |  | 0.017549 | 0.017549 | 0.017549 | 0.017549 | 0.017549 | 0.017549 | 0.017549 | 0.017549 | 0.017549 | 0.017549 | 0.017549 | 0.017549 | 0.017549 | 0.017549 | 0.017549 | 0.017549 | 0.017549 | 0.011627 | 0 | 0 | 0 | 0 | 0 | 0 | 0 | 0 | 0 | 0 |  | 0 | 0 | 0 | 0 | 0 | 0 | 0 | 0 | 0 | 0 | 0 | 0 | 0 | 0 | 0 | 0 | 0 | 0 | 0 | 0 | 0 | 0 | 0 | 0 | 0 | 0 | 0 | 0
1802324 | CI - Custom Incentives | 17.6625 | 180.8845 | 148.687 | 0.0159 | 0 |  | 148.687 | 148.687 | 148.687 | 148.687 | 148.687 | 148.687 | 148.687 | 148.687 | 148.687 | 148.687 | 148.687 | 148.687 | 148.687 | 148.687 | 148.687 | 148.687 | 148.687 | 98.5118 | 0 | 0 | 0 | 0 | 0 | 0 | 0 | 0 | 0 | 0 | 2626.1916 |  | 0.0159 | 0.0159 | 0.0159 | 0.0159 | 0.0159 | 0.0159 | 0.0159 | 0.0159 | 0.0159 | 0.0159 | 0.0159 | 0.0159 | 0.0159 | 0.0159 | 0.0159 | 0.0159 | 0.0159 | 0.010534 | 0 | 0 | 0 | 0 | 0 | 0 | 0 | 0 | 0 | 0 |  | 0 | 0 | 0 | 0 | 0 | 0 | 0 | 0 | 0 | 0 | 0 | 0 | 0 | 0 | 0 | 0 | 0 | 0 | 0 | 0 | 0 | 0 | 0 | 0 | 0 | 0 | 0 | 0
1900012 | CI - Custom Incentives | 15.3075 | 0 | 0 | 0 | 30277.3956 |  | 0 | 0 | 0 | 0 | 0 | 0 | 0 | 0 | 0 | 0 | 0 | 0 | 0 | 0 | 0 | 0 | 0 | 0 | 0 | 0 | 0 | 0 | 0 | 0 | 0 | 0 | 0 | 0 | 0 |  | 0 | 0 | 0 | 0 | 0 | 0 | 0 | 0 | 0 | 0 | 0 | 0 | 0 | 0 | 0 | 0 | 0 | 0 | 0 | 0 | 0 | 0 | 0 | 0 | 0 | 0 | 0 | 0 |  | 30277.3956 | 30277.3956 | 30277.3956 | 30277.3956 | 30277.3956 | 30277.3956 | 30277.3956 | 30277.3956 | 30277.3956 | 30277.3956 | 30277.3956 | 30277.3956 | 30277.3956 | 30277.3956 | 30277.3956 | 9311.4733 | 0 | 0 | 0 | 0 | 0 | 0 | 0 | 0 | 0 | 0 | 0 | 0
1900057 | CI - Custom Incentives | 14.6641 | 0 | 0 | 0 | 8469.6495 |  | 0 | 0 | 0 | 0 | 0 | 0 | 0 | 0 | 0 | 0 | 0 | 0 | 0 | 0 | 0 | 0 | 0 | 0 | 0 | 0 | 0 | 0 | 0 | 0 | 0 | 0 | 0 | 0 | 0 |  | 0 | 0 | 0 | 0 | 0 | 0 | 0 | 0 | 0 | 0 | 0 | 0 | 0 | 0 | 0 | 0 | 0 | 0 | 0 | 0 | 0 | 0 | 0 | 0 | 0 | 0 | 0 | 0 |  | 8469.6495 | 8469.6495 | 8469.6495 | 8469.6495 | 8469.6495 | 8469.6495 | 8469.6495 | 8469.6495 | 8469.6495 | 8469.6495 | 8469.6495 | 8469.6495 | 8469.6495 | 8469.6495 | 5624.8327 | 0 | 0 | 0 | 0 | 0 | 0 | 0 | 0 | 0 | 0 | 0 | 0 | 0
1900080 | NCL - New Construction Lighting | 16.1588 | 564.0092 | 463.6156 | 0.20744 | 0 |  | 463.6156 | 463.6156 | 463.6156 | 463.6156 | 463.6156 | 463.6156 | 463.6156 | 463.6156 | 463.6156 | 463.6156 | 463.6156 | 463.6156 | 463.6156 | 463.6156 | 463.6156 | 463.6156 | 73.6019 | 0 | 0 | 0 | 0 | 0 | 0 | 0 | 0 | 0 | 0 | 0 | 7491.4513 |  | 0.20744 | 0.20744 | 0.20744 | 0.20744 | 0.20744 | 0.20744 | 0.20744 | 0.20744 | 0.20744 | 0.20744 | 0.20744 | 0.20744 | 0.20744 | 0.20744 | 0.20744 | 0.20744 | 0.032932 | 0 | 0 | 0 | 0 | 0 | 0 | 0 | 0 | 0 | 0 | 0 |  | 0 | 0 | 0 | 0 | 0 | 0 | 0 | 0 | 0 | 0 | 0 | 0 | 0 | 0 | 0 | 0 | 0 | 0 | 0 | 0 | 0 | 0 | 0 | 0 | 0 | 0 | 0 | 0
1900081 | CI - Custom Incentives | 14.6641 | 73.1732 | 60.1484 | 0 | 12005.7305 |  | 60.1484 | 60.1484 | 60.1484 | 60.1484 | 60.1484 | 60.1484 | 60.1484 | 60.1484 | 60.1484 | 60.1484 | 60.1484 | 60.1484 | 60.1484 | 60.1484 | 39.9455 | 0 | 0 | 0 | 0 | 0 | 0 | 0 | 0 | 0 | 0 | 0 | 0 | 0 | 882.023 |  | 0 | 0 | 0 | 0 | 0 | 0 | 0 | 0 | 0 | 0 | 0 | 0 | 0 | 0 | 0 | 0 | 0 | 0 | 0 | 0 | 0 | 0 | 0 | 0 | 0 | 0 | 0 | 0 |  | 12005.7305 | 12005.7305 | 12005.7305 | 12005.7305 | 12005.7305 | 12005.7305 | 12005.7305 | 12005.7305 | 12005.7305 | 12005.7305 | 12005.7305 | 12005.7305 | 12005.7305 | 12005.7305 | 7973.2019 | 0 | 0 | 0 | 0 | 0 | 0 | 0 | 0 | 0 | 0 | 0 | 0 | 0
1900084 | NCL - New Construction Lighting | 14.6641 | 133.1304 | 109.4332 | 0.015932 | 0 |  | 109.4332 | 109.4332 | 109.4332 | 109.4332 | 109.4332 | 109.4332 | 109.4332 | 109.4332 | 109.4332 | 109.4332 | 109.4332 | 109.4332 | 109.4332 | 109.4332 | 72.6764 | 0 | 0 | 0 | 0 | 0 | 0 | 0 | 0 | 0 | 0 | 0 | 0 | 0 | 1604.7411 |  | 0.015932 | 0.015932 | 0.015932 | 0.015932 | 0.015932 | 0.015932 | 0.015932 | 0.015932 | 0.015932 | 0.015932 | 0.015932 | 0.015932 | 0.015932 | 0.015932 | 0.010581 | 0 | 0 | 0 | 0 | 0 | 0 | 0 | 0 | 0 | 0 | 0 | 0 | 0 |  | 0 | 0 | 0 | 0 | 0 | 0 | 0 | 0 | 0 | 0 | 0 | 0 | 0 | 0 | 0 | 0 | 0 | 0 | 0 | 0 | 0 | 0 | 0 | 0 | 0 | 0 | 0 | 0
1900085 | CI - Custom Incentives | 17.6625 | 87.1786 | 71.6608 | 0.0079962 | 0 |  | 71.6608 | 71.6608 | 71.6608 | 71.6608 | 71.6608 | 71.6608 | 71.6608 | 71.6608 | 71.6608 | 71.6608 | 71.6608 | 71.6608 | 71.6608 | 71.6608 | 71.6608 | 71.6608 | 71.6608 | 47.4785 | 0 | 0 | 0 | 0 | 0 | 0 | 0 | 0 | 0 | 0 | 1265.7121 |  | 0.0079962 | 0.0079962 | 0.0079962 | 0.0079962 | 0.0079962 | 0.0079962 | 0.0079962 | 0.0079962 | 0.0079962 | 0.0079962 | 0.0079962 | 0.0079962 | 0.0079962 | 0.0079962 | 0.0079962 | 0.0079962 | 0.0079962 | 0.0052978 | 0 | 0 | 0 | 0 | 0 | 0 | 0 | 0 | 0 | 0 |  | 0 | 0 | 0 | 0 | 0 | 0 | 0 | 0 | 0 | 0 | 0 | 0 | 0 | 0 | 0 | 0 | 0 | 0 | 0 | 0 | 0 | 0 | 0 | 0 | 0 | 0 | 0 | 0
1900094 | CI - Custom Incentives | 17.6625 | 308.8597 | 253.8827 | 0.027148 | 0 |  | 253.8827 | 253.8827 | 253.8827 | 253.8827 | 253.8827 | 253.8827 | 253.8827 | 253.8827 | 253.8827 | 253.8827 | 253.8827 | 253.8827 | 253.8827 | 253.8827 | 253.8827 | 253.8827 | 253.8827 | 168.2086 | 0 | 0 | 0 | 0 | 0 | 0 | 0 | 0 | 0 | 0 | 4484.2146 |  | 0.027148 | 0.027148 | 0.027148 | 0.027148 | 0.027148 | 0.027148 | 0.027148 | 0.027148 | 0.027148 | 0.027148 | 0.027148 | 0.027148 | 0.027148 | 0.027148 | 0.027148 | 0.027148 | 0.027148 | 0.017987 | 0 | 0 | 0 | 0 | 0 | 0 | 0 | 0 | 0 | 0 |  | 0 | 0 | 0 | 0 | 0 | 0 | 0 | 0 | 0 | 0 | 0 | 0 | 0 | 0 | 0 | 0 | 0 | 0 | 0 | 0 | 0 | 0 | 0 | 0 | 0 | 0 | 0 | 0
1900095 | CI - Custom Incentives | 17.6625 | 27.3743 | 22.5017 | 0.0027688 | 971.2837 |  | 22.5017 | 22.5017 | 22.5017 | 22.5017 | 22.5017 | 22.5017 | 22.5017 | 22.5017 | 22.5017 | 22.5017 | 22.5017 | 22.5017 | 22.5017 | 22.5017 | 22.5017 | 22.5017 | 22.5017 | 14.9084 | 0 | 0 | 0 | 0 | 0 | 0 | 0 | 0 | 0 | 0 | 397.4366 |  | 0.0027688 | 0.0027688 | 0.0027688 | 0.0027688 | 0.0027688 | 0.0027688 | 0.0027688 | 0.0027688 | 0.0027688 | 0.0027688 | 0.0027688 | 0.0027688 | 0.0027688 | 0.0027688 | 0.0027688 | 0.0027688 | 0.0027688 | 0.0018344 | 0 | 0 | 0 | 0 | 0 | 0 | 0 | 0 | 0 | 0 |  | 971.2837 | 971.2837 | 971.2837 | 971.2837 | 971.2837 | 971.2837 | 971.2837 | 971.2837 | 971.2837 | 971.2837 | 971.2837 | 971.2837 | 971.2837 | 971.2837 | 971.2837 | 971.2837 | 971.2837 | 643.5189 | 0 | 0 | 0 | 0 | 0 | 0 | 0 | 0 | 0 | 0
1900099 | NCL - New Construction Lighting | 14.6641 | 923.5785 | 759.1815 | 0.31101 | 0 |  | 759.1815 | 759.1815 | 759.1815 | 759.1815 | 759.1815 | 759.1815 | 759.1815 | 759.1815 | 759.1815 | 759.1815 | 759.1815 | 759.1815 | 759.1815 | 759.1815 | 504.1849 | 0 | 0 | 0 | 0 | 0 | 0 | 0 | 0 | 0 | 0 | 0 | 0 | 0 | 11132.7265 |  | 0.31101 | 0.31101 | 0.31101 | 0.31101 | 0.31101 | 0.31101 | 0.31101 | 0.31101 | 0.31101 | 0.31101 | 0.31101 | 0.31101 | 0.31101 | 0.31101 | 0.20655 | 0 | 0 | 0 | 0 | 0 | 0 | 0 | 0 | 0 | 0 | 0 | 0 | 0 |  | 0 | 0 | 0 | 0 | 0 | 0 | 0 | 0 | 0 | 0 | 0 | 0 | 0 | 0 | 0 | 0 | 0 | 0 | 0 | 0 | 0 | 0 | 0 | 0 | 0 | 0 | 0 | 0
1900104 | CI - Custom Incentives | 12.7089 | 626.3736 | 514.8791 | 0.049167 | 0 |  | 514.8791 | 514.8791 | 514.8791 | 514.8791 | 514.8791 | 514.8791 | 514.8791 | 514.8791 | 514.8791 | 514.8791 | 514.8791 | 514.8791 | 364.9982 | 0 | 0 | 0 | 0 | 0 | 0 | 0 | 0 | 0 | 0 | 0 | 0 | 0 | 0 | 0 | 6543.5477 |  | 0.049167 | 0.049167 | 0.049167 | 0.049167 | 0.049167 | 0.049167 | 0.049167 | 0.049167 | 0.049167 | 0.049167 | 0.049167 | 0.049167 | 0.034855 | 0 | 0 | 0 | 0 | 0 | 0 | 0 | 0 | 0 | 0 | 0 | 0 | 0 | 0 | 0 |  | 0 | 0 | 0 | 0 | 0 | 0 | 0 | 0 | 0 | 0 | 0 | 0 | 0 | 0 | 0 | 0 | 0 | 0 | 0 | 0 | 0 | 0 | 0 | 0 | 0 | 0 | 0 | 0
1900111 | CI - Custom Incentives | 15.3075 | 248.9918 | 204.6712 | 0.021881 | 0 |  | 204.6712 | 204.6712 | 204.6712 | 204.6712 | 204.6712 | 204.6712 | 204.6712 | 204.6712 | 204.6712 | 204.6712 | 204.6712 | 204.6712 | 204.6712 | 204.6712 | 204.6712 | 62.9443 | 0 | 0 | 0 | 0 | 0 | 0 | 0 | 0 | 0 | 0 | 0 | 0 | 3133.0127 |  | 0.021881 | 0.021881 | 0.021881 | 0.021881 | 0.021881 | 0.021881 | 0.021881 | 0.021881 | 0.021881 | 0.021881 | 0.021881 | 0.021881 | 0.021881 | 0.021881 | 0.021881 | 0.0067292 | 0 | 0 | 0 | 0 | 0 | 0 | 0 | 0 | 0 | 0 | 0 | 0 |  | 0 | 0 | 0 | 0 | 0 | 0 | 0 | 0 | 0 | 0 | 0 | 0 | 0 | 0 | 0 | 0 | 0 | 0 | 0 | 0 | 0 | 0 | 0 | 0 | 0 | 0 | 0 | 0
1900122 | CI - Custom Incentives | 15.3075 | 51.0852 | 41.992 | 0.0044902 | 0 |  | 41.992 | 41.992 | 41.992 | 41.992 | 41.992 | 41.992 | 41.992 | 41.992 | 41.992 | 41.992 | 41.992 | 41.992 | 41.992 | 41.992 | 41.992 | 12.9142 | 0 | 0 | 0 | 0 | 0 | 0 | 0 | 0 | 0 | 0 | 0 | 0 | 642.7941 |  | 0.0044902 | 0.0044902 | 0.0044902 | 0.0044902 | 0.0044902 | 0.0044902 | 0.0044902 | 0.0044902 | 0.0044902 | 0.0044902 | 0.0044902 | 0.0044902 | 0.0044902 | 0.0044902 | 0.0044902 | 0.0013809 | 0 | 0 | 0 | 0 | 0 | 0 | 0 | 0 | 0 | 0 | 0 | 0 |  | 0 | 0 | 0 | 0 | 0 | 0 | 0 | 0 | 0 | 0 | 0 | 0 | 0 | 0 | 0 | 0 | 0 | 0 | 0 | 0 | 0 | 0 | 0 | 0 | 0 | 0 | 0 | 0
1900133 | CI - Custom Incentives | 24.7768 | 798.738 | 656.5626 | 0 | 0 |  | 656.5626 | 656.5626 | 656.5626 | 656.5626 | 656.5626 | 656.5626 | 656.5626 | 656.5626 | 656.5626 | 656.5626 | 656.5626 | 656.5626 | 656.5626 | 656.5626 | 656.5626 | 656.5626 | 656.5626 | 656.5626 | 656.5626 | 656.5626 | 656.5626 | 656.5626 | 656.5626 | 656.5626 | 509.9913 | 0 | 0 | 0 | 16267.4937 |  | 0 | 0 | 0 | 0 | 0 | 0 | 0 | 0 | 0 | 0 | 0 | 0 | 0 | 0 | 0 | 0 | 0 | 0 | 0 | 0 | 0 | 0 | 0 | 0 | 0 | 0 | 0 | 0 |  | 0 | 0 | 0 | 0 | 0 | 0 | 0 | 0 | 0 | 0 | 0 | 0 | 0 | 0 | 0 | 0 | 0 | 0 | 0 | 0 | 0 | 0 | 0 | 0 | 0 | 0 | 0 | 0
1900134 | CI - Custom Incentives | 9.42 | 26.7752 | 22.0092 | 0.0023534 | 0 |  | 22.0092 | 22.0092 | 22.0092 | 22.0092 | 22.0092 | 22.0092 | 22.0092 | 22.0092 | 22.0092 | 9.2444 | 0 | 0 | 0 | 0 | 0 | 0 | 0 | 0 | 0 | 0 | 0 | 0 | 0 | 0 | 0 | 0 | 0 | 0 | 207.3273 |  | 0.0023534 | 0.0023534 | 0.0023534 | 0.0023534 | 0.0023534 | 0.0023534 | 0.0023534 | 0.0023534 | 0.0023534 | 0.0009885 | 0 | 0 | 0 | 0 | 0 | 0 | 0 | 0 | 0 | 0 | 0 | 0 | 0 | 0 | 0 | 0 | 0 | 0 |  | 0 | 0 | 0 | 0 | 0 | 0 | 0 | 0 | 0 | 0 | 0 | 0 | 0 | 0 | 0 | 0 | 0 | 0 | 0 | 0 | 0 | 0 | 0 | 0 | 0 | 0 | 0 | 0
1900135 | CI - Custom Incentives | 9.42 | 30.319 | 24.9222 | 0.0026649 | 0 |  | 24.9222 | 24.9222 | 24.9222 | 24.9222 | 24.9222 | 24.9222 | 24.9222 | 24.9222 | 24.9222 | 10.4679 | 0 | 0 | 0 | 0 | 0 | 0 | 0 | 0 | 0 | 0 | 0 | 0 | 0 | 0 | 0 | 0 | 0 | 0 | 234.7677 |  | 0.0026649 | 0.0026649 | 0.0026649 | 0.0026649 | 0.0026649 | 0.0026649 | 0.0026649 | 0.0026649 | 0.0026649 | 0.0011193 | 0 | 0 | 0 | 0 | 0 | 0 | 0 | 0 | 0 | 0 | 0 | 0 | 0 | 0 | 0 | 0 | 0 | 0 |  | 0 | 0 | 0 | 0 | 0 | 0 | 0 | 0 | 0 | 0 | 0 | 0 | 0 | 0 | 0 | 0 | 0 | 0 | 0 | 0 | 0 | 0 | 0 | 0 | 0 | 0 | 0 | 0
1900173 | CI - Custom Incentives | 17.6625 | 15.9587 | 13.118 | 0.0014017 | 0 |  | 13.118 | 13.118 | 13.118 | 13.118 | 13.118 | 13.118 | 13.118 | 13.118 | 13.118 | 13.118 | 13.118 | 13.118 | 13.118 | 13.118 | 13.118 | 13.118 | 13.118 | 8.6913 | 0 | 0 | 0 | 0 | 0 | 0 | 0 | 0 | 0 | 0 | 231.6978 |  | 0.0014017 | 0.0014017 | 0.0014017 | 0.0014017 | 0.0014017 | 0.0014017 | 0.0014017 | 0.0014017 | 0.0014017 | 0.0014017 | 0.0014017 | 0.0014017 | 0.0014017 | 0.0014017 | 0.0014017 | 0.0014017 | 0.0014017 | 0.00092868 | 0 | 0 | 0 | 0 | 0 | 0 | 0 | 0 | 0 | 0 |  | 0 | 0 | 0 | 0 | 0 | 0 | 0 | 0 | 0 | 0 | 0 | 0 | 0 | 0 | 0 | 0 | 0 | 0 | 0 | 0 | 0 | 0 | 0 | 0 | 0 | 0 | 0 | 0
1900184 | NCL - New Construction Lighting | 13.2394 | 45.1102 | 37.0806 | 0.015487 | 0 |  | 37.0806 | 37.0806 | 37.0806 | 37.0806 | 37.0806 | 37.0806 | 37.0806 | 37.0806 | 37.0806 | 37.0806 | 37.0806 | 37.0806 | 37.0806 | 8.8774 | 0 | 0 | 0 | 0 | 0 | 0 | 0 | 0 | 0 | 0 | 0 | 0 | 0 | 0 | 490.9249 |  | 0.015487 | 0.015487 | 0.015487 | 0.015487 | 0.015487 | 0.015487 | 0.015487 | 0.015487 | 0.015487 | 0.015487 | 0.015487 | 0.015487 | 0.015487 | 0.0037078 | 0 | 0 | 0 | 0 | 0 | 0 | 0 | 0 | 0 | 0 | 0 | 0 | 0 | 0 |  | 0 | 0 | 0 | 0 | 0 | 0 | 0 | 0 | 0 | 0 | 0 | 0 | 0 | 0 | 0 | 0 | 0 | 0 | 0 | 0 | 0 | 0 | 0 | 0 | 0 | 0 | 0 | 0
1900190 | CI - Custom Incentives | 14.0043 | 4.0198 | 3.3043 | 0.0020053 | 0 |  | 3.3043 | 3.3043 | 3.3043 | 3.3043 | 3.3043 | 3.3043 | 3.3043 | 3.3043 | 3.3043 | 3.3043 | 3.3043 | 3.3043 | 3.3043 | 3.3043 | 0.014061 | 0 | 0 | 0 | 0 | 0 | 0 | 0 | 0 | 0 | 0 | 0 | 0 | 0 | 46.2744 |  | 0.0020053 | 0.0020053 | 0.0020053 | 0.0020053 | 0.0020053 | 0.0020053 | 0.0020053 | 0.0020053 | 0.0020053 | 0.0020053 | 0.0020053 | 0.0020053 | 0.0020053 | 0.0020053 | 8.5336e-06 | 0 | 0 | 0 | 0 | 0 | 0 | 0 | 0 | 0 | 0 | 0 | 0 | 0 |  | 0 | 0 | 0 | 0 | 0 | 0 | 0 | 0 | 0 | 0 | 0 | 0 | 0 | 0 | 0 | 0 | 0 | 0 | 0 | 0 | 0 | 0 | 0 | 0 | 0 | 0 | 0 | 0
1900208 | CI - Custom Incentives | 16.1588 | 98.6454 | 81.0865 | 0.00094952 | 0 |  | 81.0865 | 81.0865 | 81.0865 | 81.0865 | 81.0865 | 81.0865 | 81.0865 | 81.0865 | 81.0865 | 81.0865 | 81.0865 | 81.0865 | 81.0865 | 81.0865 | 81.0865 | 81.0865 | 12.873 | 0 | 0 | 0 | 0 | 0 | 0 | 0 | 0 | 0 | 0 | 0 | 1310.257 |  | 0.00094952 | 0.00094952 | 0.00094952 | 0.00094952 | 0.00094952 | 0.00094952 | 0.00094952 | 0.00094952 | 0.00094952 | 0.00094952 | 0.00094952 | 0.00094952 | 0.00094952 | 0.00094952 | 0.00094952 | 0.00094952 | 0.00015074 | 0 | 0 | 0 | 0 | 0 | 0 | 0 | 0 | 0 | 0 | 0 |  | 0 | 0 | 0 | 0 | 0 | 0 | 0 | 0 | 0 | 0 | 0 | 0 | 0 | 0 | 0 | 0 | 0 | 0 | 0 | 0 | 0 | 0 | 0 | 0 | 0 | 0 | 0 | 0
1900220 | NCL - New Construction Lighting | 14.6641 | 26.2281 | 21.5595 | 0.0099097 | 0 |  | 21.5595 | 21.5595 | 21.5595 | 21.5595 | 21.5595 | 21.5595 | 21.5595 | 21.5595 | 21.5595 | 21.5595 | 21.5595 | 21.5595 | 21.5595 | 21.5595 | 14.318 | 0 | 0 | 0 | 0 | 0 | 0 | 0 | 0 | 0 | 0 | 0 | 0 | 0 | 316.1512 |  | 0.0099097 | 0.0099097 | 0.0099097 | 0.0099097 | 0.0099097 | 0.0099097 | 0.0099097 | 0.0099097 | 0.0099097 | 0.0099097 | 0.0099097 | 0.0099097 | 0.0099097 | 0.0099097 | 0.0065812 | 0 | 0 | 0 | 0 | 0 | 0 | 0 | 0 | 0 | 0 | 0 | 0 | 0 |  | 0 | 0 | 0 | 0 | 0 | 0 | 0 | 0 | 0 | 0 | 0 | 0 | 0 | 0 | 0 | 0 | 0 | 0 | 0 | 0 | 0 | 0 | 0 | 0 | 0 | 0 | 0 | 0
1900266 | CI - Custom Incentives | 16.1588 | 52.48 | 43.1385 | -0.0039093 | 2063.0632 |  | 43.1385 | 43.1385 | 43.1385 | 43.1385 | 43.1385 | 43.1385 | 43.1385 | 43.1385 | 43.1385 | 43.1385 | 43.1385 | 43.1385 | 43.1385 | 43.1385 | 43.1385 | 43.1385 | 6.8485 | 0 | 0 | 0 | 0 | 0 | 0 | 0 | 0 | 0 | 0 | 0 | 697.0653 |  | -0.0039093 | -0.0039093 | -0.0039093 | -0.0039093 | -0.0039093 | -0.0039093 | -0.0039093 | -0.0039093 | -0.0039093 | -0.0039093 | -0.0039093 | -0.0039093 | -0.0039093 | -0.0039093 | -0.0039093 | -0.0039093 | -0.00062062 | 0 | 0 | 0 | 0 | 0 | 0 | 0 | 0 | 0 | 0 | 0 |  | 2063.0632 | 2063.0632 | 2063.0632 | 2063.0632 | 2063.0632 | 2063.0632 | 2063.0632 | 2063.0632 | 2063.0632 | 2063.0632 | 2063.0632 | 2063.0632 | 2063.0632 | 2063.0632 | 2063.0632 | 2063.0632 | 327.5243 | 0 | 0 | 0 | 0 | 0 | 0 | 0 | 0 | 0 | 0 | 0
1900267 | CI - Custom Incentives | 14.6641 | 280.2083 | 230.3312 | 0 | 15322.131 |  | 230.3312 | 230.3312 | 230.3312 | 230.3312 | 230.3312 | 230.3312 | 230.3312 | 230.3312 | 230.3312 | 230.3312 | 230.3312 | 230.3312 | 230.3312 | 230.3312 | 152.9667 | 0 | 0 | 0 | 0 | 0 | 0 | 0 | 0 | 0 | 0 | 0 | 0 | 0 | 3377.6036 |  | 0 | 0 | 0 | 0 | 0 | 0 | 0 | 0 | 0 | 0 | 0 | 0 | 0 | 0 | 0 | 0 | 0 | 0 | 0 | 0 | 0 | 0 | 0 | 0 | 0 | 0 | 0 | 0 |  | 15322.131 | 15322.131 | 15322.131 | 15322.131 | 15322.131 | 15322.131 | 15322.131 | 15322.131 | 15322.131 | 15322.131 | 15322.131 | 15322.131 | 15322.131 | 15322.131 | 10175.6777 | 0 | 0 | 0 | 0 | 0 | 0 | 0 | 0 | 0 | 0 | 0 | 0 | 0
1900269 | NCL - New Construction Lighting | 11.6666 | 5.6916 | 4.6785 | 0.0020627 | 0 |  | 4.6785 | 4.6785 | 4.6785 | 4.6785 | 4.6785 | 4.6785 | 4.6785 | 4.6785 | 4.6785 | 4.6785 | 4.6785 | 3.1188 | 0 | 0 | 0 | 0 | 0 | 0 | 0 | 0 | 0 | 0 | 0 | 0 | 0 | 0 | 0 | 0 | 54.5822 |  | 0.0020627 | 0.0020627 | 0.0020627 | 0.0020627 | 0.0020627 | 0.0020627 | 0.0020627 | 0.0020627 | 0.0020627 | 0.0020627 | 0.0020627 | 0.001375 | 0 | 0 | 0 | 0 | 0 | 0 | 0 | 0 | 0 | 0 | 0 | 0 | 0 | 0 | 0 | 0 |  | 0 | 0 | 0 | 0 | 0 | 0 | 0 | 0 | 0 | 0 | 0 | 0 | 0 | 0 | 0 | 0 | 0 | 0 | 0 | 0 | 0 | 0 | 0 | 0 | 0 | 0 | 0 | 0
1900312 | CI - Custom Incentives | 14.0043 | 169.0473 | 138.9569 | 0.012593 | 0 |  | 138.9569 | 138.9569 | 138.9569 | 138.9569 | 138.9569 | 138.9569 | 138.9569 | 138.9569 | 138.9569 | 138.9569 | 138.9569 | 138.9569 | 138.9569 | 138.9569 | 0.59133 | 0 | 0 | 0 | 0 | 0 | 0 | 0 | 0 | 0 | 0 | 0 | 0 | 0 | 1945.988 |  | 0.012593 | 0.012593 | 0.012593 | 0.012593 | 0.012593 | 0.012593 | 0.012593 | 0.012593 | 0.012593 | 0.012593 | 0.012593 | 0.012593 | 0.012593 | 0.012593 | 5.3588e-05 | 0 | 0 | 0 | 0 | 0 | 0 | 0 | 0 | 0 | 0 | 0 | 0 | 0 |  | 0 | 0 | 0 | 0 | 0 | 0 | 0 | 0 | 0 | 0 | 0 | 0 | 0 | 0 | 0 | 0 | 0 | 0 | 0 | 0 | 0 | 0 | 0 | 0 | 0 | 0 | 0 | 0
1900318 | CI - Custom Incentives | 12.7089 | 58.1571 | 47.8051 | 0.0045645 | 0 |  | 47.8051 | 47.8051 | 47.8051 | 47.8051 | 47.8051 | 47.8051 | 47.8051 | 47.8051 | 47.8051 | 47.8051 | 47.8051 | 47.8051 | 33.8891 | 0 | 0 | 0 | 0 | 0 | 0 | 0 | 0 | 0 | 0 | 0 | 0 | 0 | 0 | 0 | 607.5504 |  | 0.0045645 | 0.0045645 | 0.0045645 | 0.0045645 | 0.0045645 | 0.0045645 | 0.0045645 | 0.0045645 | 0.0045645 | 0.0045645 | 0.0045645 | 0.0045645 | 0.0032358 | 0 | 0 | 0 | 0 | 0 | 0 | 0 | 0 | 0 | 0 | 0 | 0 | 0 | 0 | 0 |  | 0 | 0 | 0 | 0 | 0 | 0 | 0 | 0 | 0 | 0 | 0 | 0 | 0 | 0 | 0 | 0 | 0 | 0 | 0 | 0 | 0 | 0 | 0 | 0 | 0 | 0 | 0 | 0
1900322 | CI - Custom Incentives | 16.1588 | 41.7807 | 34.3437 | 0.0038827 | 0 |  | 34.3437 | 34.3437 | 34.3437 | 34.3437 | 34.3437 | 34.3437 | 34.3437 | 34.3437 | 34.3437 | 34.3437 | 34.3437 | 34.3437 | 34.3437 | 34.3437 | 34.3437 | 34.3437 | 5.4523 | 0 | 0 | 0 | 0 | 0 | 0 | 0 | 0 | 0 | 0 | 0 | 554.952 |  | 0.0038827 | 0.0038827 | 0.0038827 | 0.0038827 | 0.0038827 | 0.0038827 | 0.0038827 | 0.0038827 | 0.0038827 | 0.0038827 | 0.0038827 | 0.0038827 | 0.0038827 | 0.0038827 | 0.0038827 | 0.0038827 | 0.0006164 | 0 | 0 | 0 | 0 | 0 | 0 | 0 | 0 | 0 | 0 | 0 |  | 0 | 0 | 0 | 0 | 0 | 0 | 0 | 0 | 0 | 0 | 0 | 0 | 0 | 0 | 0 | 0 | 0 | 0 | 0 | 0 | 0 | 0 | 0 | 0 | 0 | 0 | 0 | 0
1900325 | CI - Custom Incentives | 15.3075 | 75.0086 | 61.657 | 0.025876 | 0 |  | 61.657 | 61.657 | 61.657 | 61.657 | 61.657 | 61.657 | 61.657 | 61.657 | 61.657 | 61.657 | 61.657 | 61.657 | 61.657 | 61.657 | 61.657 | 18.9619 | 0 | 0 | 0 | 0 | 0 | 0 | 0 | 0 | 0 | 0 | 0 | 0 | 943.8176 |  | 0.025876 | 0.025876 | 0.025876 | 0.025876 | 0.025876 | 0.025876 | 0.025876 | 0.025876 | 0.025876 | 0.025876 | 0.025876 | 0.025876 | 0.025876 | 0.025876 | 0.025876 | 0.0079579 | 0 | 0 | 0 | 0 | 0 | 0 | 0 | 0 | 0 | 0 | 0 | 0 |  | 0 | 0 | 0 | 0 | 0 | 0 | 0 | 0 | 0 | 0 | 0 | 0 | 0 | 0 | 0 | 0 | 0 | 0 | 0 | 0 | 0 | 0 | 0 | 0 | 0 | 0 | 0 | 0
1900345 | CI - Custom Incentives | 21.545 | 0 | 0 | 0 | 75266.9771 |  | 0 | 0 | 0 | 0 | 0 | 0 | 0 | 0 | 0 | 0 | 0 | 0 | 0 | 0 | 0 | 0 | 0 | 0 | 0 | 0 | 0 | 0 | 0 | 0 | 0 | 0 | 0 | 0 | 0 |  | 0 | 0 | 0 | 0 | 0 | 0 | 0 | 0 | 0 | 0 | 0 | 0 | 0 | 0 | 0 | 0 | 0 | 0 | 0 | 0 | 0 | 0 | 0 | 0 | 0 | 0 | 0 | 0 |  | 75266.9771 | 75266.9771 | 75266.9771 | 75266.9771 | 75266.9771 | 75266.9771 | 75266.9771 | 75266.9771 | 75266.9771 | 75266.9771 | 75266.9771 | 75266.9771 | 75266.9771 | 75266.9771 | 75266.9771 | 75266.9771 | 75266.9771 | 75266.9771 | 75266.9771 | 75266.9771 | 75266.9771 | 41021.1344 | 0 | 0 | 0 | 0 | 0 | 0
1900350 | CI - Custom Incentives | 12.7089 | 0 | 0 | 0 | 88560.3971 |  | 0 | 0 | 0 | 0 | 0 | 0 | 0 | 0 | 0 | 0 | 0 | 0 | 0 | 0 | 0 | 0 | 0 | 0 | 0 | 0 | 0 | 0 | 0 | 0 | 0 | 0 | 0 | 0 | 0 |  | 0 | 0 | 0 | 0 | 0 | 0 | 0 | 0 | 0 | 0 | 0 | 0 | 0 | 0 | 0 | 0 | 0 | 0 | 0 | 0 | 0 | 0 | 0 | 0 | 0 | 0 | 0 | 0 |  | 88560.3971 | 88560.3971 | 88560.3971 | 88560.3971 | 88560.3971 | 88560.3971 | 88560.3971 | 88560.3971 | 88560.3971 | 88560.3971 | 88560.3971 | 88560.3971 | 62780.5393 | 0 | 0 | 0 | 0 | 0 | 0 | 0 | 0 | 0 | 0 | 0 | 0 | 0 | 0 | 0
1900351 | CI - Custom Incentives | 4.888 | 0 | 0 | 0 | 197880.4255 |  | 0 | 0 | 0 | 0 | 0 | 0 | 0 | 0 | 0 | 0 | 0 | 0 | 0 | 0 | 0 | 0 | 0 | 0 | 0 | 0 | 0 | 0 | 0 | 0 | 0 | 0 | 0 | 0 | 0 |  | 0 | 0 | 0 | 0 | 0 | 0 | 0 | 0 | 0 | 0 | 0 | 0 | 0 | 0 | 0 | 0 | 0 | 0 | 0 | 0 | 0 | 0 | 0 | 0 | 0 | 0 | 0 | 0 |  | 197880.4255 | 197880.4255 | 197880.4255 | 197880.4255 | 175725.4921 | 0 | 0 | 0 | 0 | 0 | 0 | 0 | 0 | 0 | 0 | 0 | 0 | 0 | 0 | 0 | 0 | 0 | 0 | 0 | 0 | 0 | 0 | 0
1900352 | CI - Custom Incentives | 4.888 | 0 | 0 | 0 | 200468.8889 |  | 0 | 0 | 0 | 0 | 0 | 0 | 0 | 0 | 0 | 0 | 0 | 0 | 0 | 0 | 0 | 0 | 0 | 0 | 0 | 0 | 0 | 0 | 0 | 0 | 0 | 0 | 0 | 0 | 0 |  | 0 | 0 | 0 | 0 | 0 | 0 | 0 | 0 | 0 | 0 | 0 | 0 | 0 | 0 | 0 | 0 | 0 | 0 | 0 | 0 | 0 | 0 | 0 | 0 | 0 | 0 | 0 | 0 |  | 200468.8889 | 200468.8889 | 200468.8889 | 200468.8889 | 178024.148 | 0 | 0 | 0 | 0 | 0 | 0 | 0 | 0 | 0 | 0 | 0 | 0 | 0 | 0 | 0 | 0 | 0 | 0 | 0 | 0 | 0 | 0 | 0
1900382 | CI - Custom Incentives | 14.0043 | 71.2277 | 58.5492 | 0.0078227 | 0 |  | 58.5492 | 58.5492 | 58.5492 | 58.5492 | 58.5492 | 58.5492 | 58.5492 | 58.5492 | 58.5492 | 58.5492 | 58.5492 | 58.5492 | 58.5492 | 58.5492 | 0.24915 | 0 | 0 | 0 | 0 | 0 | 0 | 0 | 0 | 0 | 0 | 0 | 0 | 0 | 819.9377 |  | 0.0078227 | 0.0078227 | 0.0078227 | 0.0078227 | 0.0078227 | 0.0078227 | 0.0078227 | 0.0078227 | 0.0078227 | 0.0078227 | 0.0078227 | 0.0078227 | 0.0078227 | 0.0078227 | 3.3289e-05 | 0 | 0 | 0 | 0 | 0 | 0 | 0 | 0 | 0 | 0 | 0 | 0 | 0 |  | 0 | 0 | 0 | 0 | 0 | 0 | 0 | 0 | 0 | 0 | 0 | 0 | 0 | 0 | 0 | 0 | 0 | 0 | 0 | 0 | 0 | 0 | 0 | 0 | 0 | 0 | 0 | 0
1900404 | NCL - New Construction Lighting | 13.2717 | 7.3612 | 6.0509 | 0.0073347 | 0 |  | 6.0509 | 6.0509 | 6.0509 | 6.0509 | 6.0509 | 6.0509 | 6.0509 | 6.0509 | 6.0509 | 6.0509 | 6.0509 | 6.0509 | 6.0509 | 1.6442 | 0 | 0 | 0 | 0 | 0 | 0 | 0 | 0 | 0 | 0 | 0 | 0 | 0 | 0 | 80.3059 |  | 0.0073347 | 0.0073347 | 0.0073347 | 0.0073347 | 0.0073347 | 0.0073347 | 0.0073347 | 0.0073347 | 0.0073347 | 0.0073347 | 0.0073347 | 0.0073347 | 0.0073347 | 0.001993 | 0 | 0 | 0 | 0 | 0 | 0 | 0 | 0 | 0 | 0 | 0 | 0 | 0 | 0 |  | 0 | 0 | 0 | 0 | 0 | 0 | 0 | 0 | 0 | 0 | 0 | 0 | 0 | 0 | 0 | 0 | 0 | 0 | 0 | 0 | 0 | 0 | 0 | 0 | 0 | 0 | 0 | 0
1900419 | CI - Custom Incentives | 22.485 | 702.2971 | 577.2882 | 0.055126 | 0 |  | 577.2882 | 577.2882 | 577.2882 | 577.2882 | 577.2882 | 577.2882 | 577.2882 | 577.2882 | 577.2882 | 577.2882 | 577.2882 | 577.2882 | 577.2882 | 577.2882 | 577.2882 | 577.2882 | 577.2882 | 577.2882 | 577.2882 | 577.2882 | 577.2882 | 577.2882 | 279.9723 | 0 | 0 | 0 | 0 | 0 | 12980.3122 |  | 0.055126 | 0.055126 | 0.055126 | 0.055126 | 0.055126 | 0.055126 | 0.055126 | 0.055126 | 0.055126 | 0.055126 | 0.055126 | 0.055126 | 0.055126 | 0.055126 | 0.055126 | 0.055126 | 0.055126 | 0.055126 | 0.055126 | 0.055126 | 0.055126 | 0.055126 | 0.026735 | 0 | 0 | 0 | 0 | 0 |  | 0 | 0 | 0 | 0 | 0 | 0 | 0 | 0 | 0 | 0 | 0 | 0 | 0 | 0 | 0 | 0 | 0 | 0 | 0 | 0 | 0 | 0 | 0 | 0 | 0 | 0 | 0 | 0
1900448 | CI - Custom Incentives | 16.1588 | 35.1694 | 28.9093 | 0.0060915 | 0 |  | 28.9093 | 28.9093 | 28.9093 | 28.9093 | 28.9093 | 28.9093 | 28.9093 | 28.9093 | 28.9093 | 28.9093 | 28.9093 | 28.9093 | 28.9093 | 28.9093 | 28.9093 | 28.9093 | 4.5895 | 0 | 0 | 0 | 0 | 0 | 0 | 0 | 0 | 0 | 0 | 0 | 467.1381 |  | 0.0060915 | 0.0060915 | 0.0060915 | 0.0060915 | 0.0060915 | 0.0060915 | 0.0060915 | 0.0060915 | 0.0060915 | 0.0060915 | 0.0060915 | 0.0060915 | 0.0060915 | 0.0060915 | 0.0060915 | 0.0060915 | 0.00096706 | 0 | 0 | 0 | 0 | 0 | 0 | 0 | 0 | 0 | 0 | 0 |  | 0 | 0 | 0 | 0 | 0 | 0 | 0 | 0 | 0 | 0 | 0 | 0 | 0 | 0 | 0 | 0 | 0 | 0 | 0 | 0 | 0 | 0 | 0 | 0 | 0 | 0 | 0 | 0
1900449 | CI - Custom Incentives | 16.1588 | 182.8055 | 150.2662 | 0.031665 | 0 |  | 150.2662 | 150.2662 | 150.2662 | 150.2662 | 150.2662 | 150.2662 | 150.2662 | 150.2662 | 150.2662 | 150.2662 | 150.2662 | 150.2662 | 150.2662 | 150.2662 | 150.2662 | 150.2662 | 23.8557 | 0 | 0 | 0 | 0 | 0 | 0 | 0 | 0 | 0 | 0 | 0 | 2428.1142 |  | 0.031665 | 0.031665 | 0.031665 | 0.031665 | 0.031665 | 0.031665 | 0.031665 | 0.031665 | 0.031665 | 0.031665 | 0.031665 | 0.031665 | 0.031665 | 0.031665 | 0.031665 | 0.031665 | 0.005027 | 0 | 0 | 0 | 0 | 0 | 0 | 0 | 0 | 0 | 0 | 0 |  | 0 | 0 | 0 | 0 | 0 | 0 | 0 | 0 | 0 | 0 | 0 | 0 | 0 | 0 | 0 | 0 | 0 | 0 | 0 | 0 | 0 | 0 | 0 | 0 | 0 | 0 | 0 | 0
1900451 | CI - Custom Incentives | 21.545 | 0 | 0 | 0 | 3775.7446 |  | 0 | 0 | 0 | 0 | 0 | 0 | 0 | 0 | 0 | 0 | 0 | 0 | 0 | 0 | 0 | 0 | 0 | 0 | 0 | 0 | 0 | 0 | 0 | 0 | 0 | 0 | 0 | 0 | 0 |  | 0 | 0 | 0 | 0 | 0 | 0 | 0 | 0 | 0 | 0 | 0 | 0 | 0 | 0 | 0 | 0 | 0 | 0 | 0 | 0 | 0 | 0 | 0 | 0 | 0 | 0 | 0 | 0 |  | 3775.7446 | 3775.7446 | 3775.7446 | 3775.7446 | 3775.7446 | 3775.7446 | 3775.7446 | 3775.7446 | 3775.7446 | 3775.7446 | 3775.7446 | 3775.7446 | 3775.7446 | 3775.7446 | 3775.7446 | 3775.7446 | 3775.7446 | 3775.7446 | 3775.7446 | 3775.7446 | 3775.7446 | 2057.8125 | 0 | 0 | 0 | 0 | 0 | 0
1900455 | CI - Custom Incentives | 12.7089 | 1617.805 | 1329.8357 | 0.16261 | 0 |  | 1329.8357 | 1329.8357 | 1329.8357 | 1329.8357 | 1329.8357 | 1329.8357 | 1329.8357 | 1329.8357 | 1329.8357 | 1329.8357 | 1329.8357 | 1329.8357 | 942.7216 | 0 | 0 | 0 | 0 | 0 | 0 | 0 | 0 | 0 | 0 | 0 | 0 | 0 | 0 | 0 | 16900.7499 |  | 0.16261 | 0.16261 | 0.16261 | 0.16261 | 0.16261 | 0.16261 | 0.16261 | 0.16261 | 0.16261 | 0.16261 | 0.16261 | 0.16261 | 0.11527 | 0 | 0 | 0 | 0 | 0 | 0 | 0 | 0 | 0 | 0 | 0 | 0 | 0 | 0 | 0 |  | 0 | 0 | 0 | 0 | 0 | 0 | 0 | 0 | 0 | 0 | 0 | 0 | 0 | 0 | 0 | 0 | 0 | 0 | 0 | 0 | 0 | 0 | 0 | 0 | 0 | 0 | 0 | 0
1900470 | CI - Custom Incentives | 16.1588 | 201.2343 | 165.4146 | 0 | 0 |  | 165.4146 | 165.4146 | 165.4146 | 165.4146 | 165.4146 | 165.4146 | 165.4146 | 165.4146 | 165.4146 | 165.4146 | 165.4146 | 165.4146 | 165.4146 | 165.4146 | 165.4146 | 165.4146 | 26.2606 | 0 | 0 | 0 | 0 | 0 | 0 | 0 | 0 | 0 | 0 | 0 | 2672.894 |  | 0 | 0 | 0 | 0 | 0 | 0 | 0 | 0 | 0 | 0 | 0 | 0 | 0 | 0 | 0 | 0 | 0 | 0 | 0 | 0 | 0 | 0 | 0 | 0 | 0 | 0 | 0 | 0 |  | 0 | 0 | 0 | 0 | 0 | 0 | 0 | 0 | 0 | 0 | 0 | 0 | 0 | 0 | 0 | 0 | 0 | 0 | 0 | 0 | 0 | 0 | 0 | 0 | 0 | 0 | 0 | 0
1900483 | CI - Custom Incentives | 24.7768 | 214.2248 | 176.0928 | 0.026831 | 0 |  | 176.0928 | 176.0928 | 176.0928 | 176.0928 | 176.0928 | 176.0928 | 176.0928 | 176.0928 | 176.0928 | 176.0928 | 176.0928 | 176.0928 | 176.0928 | 176.0928 | 176.0928 | 176.0928 | 176.0928 | 176.0928 | 176.0928 | 176.0928 | 176.0928 | 176.0928 | 176.0928 | 176.0928 | 136.7818 | 0 | 0 | 0 | 4363.0092 |  | 0.026831 | 0.026831 | 0.026831 | 0.026831 | 0.026831 | 0.026831 | 0.026831 | 0.026831 | 0.026831 | 0.026831 | 0.026831 | 0.026831 | 0.026831 | 0.026831 | 0.026831 | 0.026831 | 0.026831 | 0.026831 | 0.026831 | 0.026831 | 0.026831 | 0.026831 | 0.026831 | 0.026831 | 0.020842 | 0 | 0 | 0 |  | 0 | 0 | 0 | 0 | 0 | 0 | 0 | 0 | 0 | 0 | 0 | 0 | 0 | 0 | 0 | 0 | 0 | 0 | 0 | 0 | 0 | 0 | 0 | 0 | 0 | 0 | 0 | 0
1900485 | CI - Custom Incentives | 16.1588 | 0 | 0 | 0 | 3611.1114 |  | 0 | 0 | 0 | 0 | 0 | 0 | 0 | 0 | 0 | 0 | 0 | 0 | 0 | 0 | 0 | 0 | 0 | 0 | 0 | 0 | 0 | 0 | 0 | 0 | 0 | 0 | 0 | 0 | 0 |  | 0 | 0 | 0 | 0 | 0 | 0 | 0 | 0 | 0 | 0 | 0 | 0 | 0 | 0 | 0 | 0 | 0 | 0 | 0 | 0 | 0 | 0 | 0 | 0 | 0 | 0 | 0 | 0 |  | 3611.1114 | 3611.1114 | 3611.1114 | 3611.1114 | 3611.1114 | 3611.1114 | 3611.1114 | 3611.1114 | 3611.1114 | 3611.1114 | 3611.1114 | 3611.1114 | 3611.1114 | 3611.1114 | 3611.1114 | 3611.1114 | 573.2867 | 0 | 0 | 0 | 0 | 0 | 0 | 0 | 0 | 0 | 0 | 0
1900493 | CI - Custom Incentives | 14.6641 | 332.0269 | 272.9261 | 0 | 51675.2238 |  | 272.9261 | 272.9261 | 272.9261 | 272.9261 | 272.9261 | 272.9261 | 272.9261 | 272.9261 | 272.9261 | 272.9261 | 272.9261 | 272.9261 | 272.9261 | 272.9261 | 181.2547 | 0 | 0 | 0 | 0 | 0 | 0 | 0 | 0 | 0 | 0 | 0 | 0 | 0 | 4002.2199 |  | 0 | 0 | 0 | 0 | 0 | 0 | 0 | 0 | 0 | 0 | 0 | 0 | 0 | 0 | 0 | 0 | 0 | 0 | 0 | 0 | 0 | 0 | 0 | 0 | 0 | 0 | 0 | 0 |  | 51675.2238 | 51675.2238 | 51675.2238 | 51675.2238 | 51675.2238 | 51675.2238 | 51675.2238 | 51675.2238 | 51675.2238 | 51675.2238 | 51675.2238 | 51675.2238 | 51675.2238 | 51675.2238 | 34318.3608 | 0 | 0 | 0 | 0 | 0 | 0 | 0 | 0 | 0 | 0 | 0 | 0 | 0
1900501 | CI - Custom Incentives | 14.0043 | 18.0315 | 14.8219 | 0.0042987 | 0 |  | 14.8219 | 14.8219 | 14.8219 | 14.8219 | 14.8219 | 14.8219 | 14.8219 | 14.8219 | 14.8219 | 14.8219 | 14.8219 | 14.8219 | 14.8219 | 14.8219 | 0.063074 | 0 | 0 | 0 | 0 | 0 | 0 | 0 | 0 | 0 | 0 | 0 | 0 | 0 | 207.5693 |  | 0.0042987 | 0.0042987 | 0.0042987 | 0.0042987 | 0.0042987 | 0.0042987 | 0.0042987 | 0.0042987 | 0.0042987 | 0.0042987 | 0.0042987 | 0.0042987 | 0.0042987 | 0.0042987 | 1.8293e-05 | 0 | 0 | 0 | 0 | 0 | 0 | 0 | 0 | 0 | 0 | 0 | 0 | 0 |  | 0 | 0 | 0 | 0 | 0 | 0 | 0 | 0 | 0 | 0 | 0 | 0 | 0 | 0 | 0 | 0 | 0 | 0 | 0 | 0 | 0 | 0 | 0 | 0 | 0 | 0 | 0 | 0
1900502 | CI - Custom Incentives | 14.0043 | 11.8308 | 9.7249 | 0.0028206 | 0 |  | 9.7249 | 9.7249 | 9.7249 | 9.7249 | 9.7249 | 9.7249 | 9.7249 | 9.7249 | 9.7249 | 9.7249 | 9.7249 | 9.7249 | 9.7249 | 9.7249 | 0.041384 | 0 | 0 | 0 | 0 | 0 | 0 | 0 | 0 | 0 | 0 | 0 | 0 | 0 | 136.1902 |  | 0.0028206 | 0.0028206 | 0.0028206 | 0.0028206 | 0.0028206 | 0.0028206 | 0.0028206 | 0.0028206 | 0.0028206 | 0.0028206 | 0.0028206 | 0.0028206 | 0.0028206 | 0.0028206 | 1.2003e-05 | 0 | 0 | 0 | 0 | 0 | 0 | 0 | 0 | 0 | 0 | 0 | 0 | 0 |  | 0 | 0 | 0 | 0 | 0 | 0 | 0 | 0 | 0 | 0 | 0 | 0 | 0 | 0 | 0 | 0 | 0 | 0 | 0 | 0 | 0 | 0 | 0 | 0 | 0 | 0 | 0 | 0
1900513 | CI - Custom Incentives | 14.0043 | 46.3641 | 38.1113 | 0.044407 | 0 |  | 38.1113 | 38.1113 | 38.1113 | 38.1113 | 38.1113 | 38.1113 | 38.1113 | 38.1113 | 38.1113 | 38.1113 | 38.1113 | 38.1113 | 38.1113 | 38.1113 | 0.16218 | 0 | 0 | 0 | 0 | 0 | 0 | 0 | 0 | 0 | 0 | 0 | 0 | 0 | 533.7204 |  | 0.044407 | 0.044407 | 0.044407 | 0.044407 | 0.044407 | 0.044407 | 0.044407 | 0.044407 | 0.044407 | 0.044407 | 0.044407 | 0.044407 | 0.044407 | 0.044407 | 0.00018897 | 0 | 0 | 0 | 0 | 0 | 0 | 0 | 0 | 0 | 0 | 0 | 0 | 0 |  | 0 | 0 | 0 | 0 | 0 | 0 | 0 | 0 | 0 | 0 | 0 | 0 | 0 | 0 | 0 | 0 | 0 | 0 | 0 | 0 | 0 | 0 | 0 | 0 | 0 | 0 | 0 | 0
1900516 | CI - Custom Incentives | 14.0043 | 388.211 | 319.1095 | 0.036078 | 0 |  | 319.1095 | 319.1095 | 319.1095 | 319.1095 | 319.1095 | 319.1095 | 319.1095 | 319.1095 | 319.1095 | 319.1095 | 319.1095 | 319.1095 | 319.1095 | 319.1095 | 1.358 | 0 | 0 | 0 | 0 | 0 | 0 | 0 | 0 | 0 | 0 | 0 | 0 | 0 | 4468.8904 |  | 0.036078 | 0.036078 | 0.036078 | 0.036078 | 0.036078 | 0.036078 | 0.036078 | 0.036078 | 0.036078 | 0.036078 | 0.036078 | 0.036078 | 0.036078 | 0.036078 | 0.00015353 | 0 | 0 | 0 | 0 | 0 | 0 | 0 | 0 | 0 | 0 | 0 | 0 | 0 |  | 0 | 0 | 0 | 0 | 0 | 0 | 0 | 0 | 0 | 0 | 0 | 0 | 0 | 0 | 0 | 0 | 0 | 0 | 0 | 0 | 0 | 0 | 0 | 0 | 0 | 0 | 0 | 0
1900538 | CI - Custom Incentives | 16.1588 | 1273.6159 | 1046.9123 | 0.12634 | 0 |  | 1046.9123 | 1046.9123 | 1046.9123 | 1046.9123 | 1046.9123 | 1046.9123 | 1046.9123 | 1046.9123 | 1046.9123 | 1046.9123 | 1046.9123 | 1046.9123 | 1046.9123 | 1046.9123 | 1046.9123 | 1046.9123 | 166.2039 | 0 | 0 | 0 | 0 | 0 | 0 | 0 | 0 | 0 | 0 | 0 | 16916.8 |  | 0.12634 | 0.12634 | 0.12634 | 0.12634 | 0.12634 | 0.12634 | 0.12634 | 0.12634 | 0.12634 | 0.12634 | 0.12634 | 0.12634 | 0.12634 | 0.12634 | 0.12634 | 0.12634 | 0.020057 | 0 | 0 | 0 | 0 | 0 | 0 | 0 | 0 | 0 | 0 | 0 |  | 0 | 0 | 0 | 0 | 0 | 0 | 0 | 0 | 0 | 0 | 0 | 0 | 0 | 0 | 0 | 0 | 0 | 0 | 0 | 0 | 0 | 0 | 0 | 0 | 0 | 0 | 0 | 0
1900546 | CI - Custom Incentives | 14.0043 | 42.8791 | 35.2466 | 0.0012802 | 1181.8991 |  | 35.2466 | 35.2466 | 35.2466 | 35.2466 | 35.2466 | 35.2466 | 35.2466 | 35.2466 | 35.2466 | 35.2466 | 35.2466 | 35.2466 | 35.2466 | 35.2466 | 0.14999 | 0 | 0 | 0 | 0 | 0 | 0 | 0 | 0 | 0 | 0 | 0 | 0 | 0 | 493.6024 |  | 0.0012802 | 0.0012802 | 0.0012802 | 0.0012802 | 0.0012802 | 0.0012802 | 0.0012802 | 0.0012802 | 0.0012802 | 0.0012802 | 0.0012802 | 0.0012802 | 0.0012802 | 0.0012802 | 5.448e-06 | 0 | 0 | 0 | 0 | 0 | 0 | 0 | 0 | 0 | 0 | 0 | 0 | 0 |  | 1181.8991 | 1181.8991 | 1181.8991 | 1181.8991 | 1181.8991 | 1181.8991 | 1181.8991 | 1181.8991 | 1181.8991 | 1181.8991 | 1181.8991 | 1181.8991 | 1181.8991 | 1181.8991 | 5.0295 | 0 | 0 | 0 | 0 | 0 | 0 | 0 | 0 | 0 | 0 | 0 | 0 | 0
1900554 | CI - Custom Incentives | 16.1588 | 224.9139 | 184.8792 | 0.027273 | 0 |  | 184.8792 | 184.8792 | 184.8792 | 184.8792 | 184.8792 | 184.8792 | 184.8792 | 184.8792 | 184.8792 | 184.8792 | 184.8792 | 184.8792 | 184.8792 | 184.8792 | 184.8792 | 184.8792 | 29.3507 | 0 | 0 | 0 | 0 | 0 | 0 | 0 | 0 | 0 | 0 | 0 | 2987.4177 |  | 0.027273 | 0.027273 | 0.027273 | 0.027273 | 0.027273 | 0.027273 | 0.027273 | 0.027273 | 0.027273 | 0.027273 | 0.027273 | 0.027273 | 0.027273 | 0.027273 | 0.027273 | 0.027273 | 0.0043298 | 0 | 0 | 0 | 0 | 0 | 0 | 0 | 0 | 0 | 0 | 0 |  | 0 | 0 | 0 | 0 | 0 | 0 | 0 | 0 | 0 | 0 | 0 | 0 | 0 | 0 | 0 | 0 | 0 | 0 | 0 | 0 | 0 | 0 | 0 | 0 | 0 | 0 | 0 | 0
1900561 | CI - Custom Incentives | 12.7089 | 35.7047 | 29.3493 | 0.0098197 | 0 |  | 29.3493 | 29.3493 | 29.3493 | 29.3493 | 29.3493 | 29.3493 | 29.3493 | 29.3493 | 29.3493 | 29.3493 | 29.3493 | 29.3493 | 20.8057 | 0 | 0 | 0 | 0 | 0 | 0 | 0 | 0 | 0 | 0 | 0 | 0 | 0 | 0 | 0 | 372.9969 |  | 0.0098197 | 0.0098197 | 0.0098197 | 0.0098197 | 0.0098197 | 0.0098197 | 0.0098197 | 0.0098197 | 0.0098197 | 0.0098197 | 0.0098197 | 0.0098197 | 0.0069612 | 0 | 0 | 0 | 0 | 0 | 0 | 0 | 0 | 0 | 0 | 0 | 0 | 0 | 0 | 0 |  | 0 | 0 | 0 | 0 | 0 | 0 | 0 | 0 | 0 | 0 | 0 | 0 | 0 | 0 | 0 | 0 | 0 | 0 | 0 | 0 | 0 | 0 | 0 | 0 | 0 | 0 | 0 | 0
1900582 | NCL - New Construction Lighting | 17.5566 | 8.1805 | 6.7244 | 0.0018539 | 0 |  | 6.7244 | 6.7244 | 6.7244 | 6.7244 | 6.7244 | 6.7244 | 6.7244 | 6.7244 | 6.7244 | 6.7244 | 6.7244 | 6.7244 | 6.7244 | 6.7244 | 6.7244 | 6.7244 | 6.7244 | 3.7426 | 0 | 0 | 0 | 0 | 0 | 0 | 0 | 0 | 0 | 0 | 118.0568 |  | 0.0018539 | 0.0018539 | 0.0018539 | 0.0018539 | 0.0018539 | 0.0018539 | 0.0018539 | 0.0018539 | 0.0018539 | 0.0018539 | 0.0018539 | 0.0018539 | 0.0018539 | 0.0018539 | 0.0018539 | 0.0018539 | 0.0018539 | 0.0010318 | 0 | 0 | 0 | 0 | 0 | 0 | 0 | 0 | 0 | 0 |  | 0 | 0 | 0 | 0 | 0 | 0 | 0 | 0 | 0 | 0 | 0 | 0 | 0 | 0 | 0 | 0 | 0 | 0 | 0 | 0 | 0 | 0 | 0 | 0 | 0 | 0 | 0 | 0
1900623 | CI - Custom Incentives | 16.1588 | 39.0613 | 32.1084 | 0.0023563 | 0 |  | 32.1084 | 32.1084 | 32.1084 | 32.1084 | 32.1084 | 32.1084 | 32.1084 | 32.1084 | 32.1084 | 32.1084 | 32.1084 | 32.1084 | 32.1084 | 32.1084 | 32.1084 | 32.1084 | 5.0974 | 0 | 0 | 0 | 0 | 0 | 0 | 0 | 0 | 0 | 0 | 0 | 518.8319 |  | 0.0023563 | 0.0023563 | 0.0023563 | 0.0023563 | 0.0023563 | 0.0023563 | 0.0023563 | 0.0023563 | 0.0023563 | 0.0023563 | 0.0023563 | 0.0023563 | 0.0023563 | 0.0023563 | 0.0023563 | 0.0023563 | 0.00037408 | 0 | 0 | 0 | 0 | 0 | 0 | 0 | 0 | 0 | 0 | 0 |  | 0 | 0 | 0 | 0 | 0 | 0 | 0 | 0 | 0 | 0 | 0 | 0 | 0 | 0 | 0 | 0 | 0 | 0 | 0 | 0 | 0 | 0 | 0 | 0 | 0 | 0 | 0 | 0
1900627 | CI - Custom Incentives | 16.1588 | 81.9315 | 67.3477 | 0.0076144 | 0 |  | 67.3477 | 67.3477 | 67.3477 | 67.3477 | 67.3477 | 67.3477 | 67.3477 | 67.3477 | 67.3477 | 67.3477 | 67.3477 | 67.3477 | 67.3477 | 67.3477 | 67.3477 | 67.3477 | 10.6919 | 0 | 0 | 0 | 0 | 0 | 0 | 0 | 0 | 0 | 0 | 0 | 1088.2546 |  | 0.0076144 | 0.0076144 | 0.0076144 | 0.0076144 | 0.0076144 | 0.0076144 | 0.0076144 | 0.0076144 | 0.0076144 | 0.0076144 | 0.0076144 | 0.0076144 | 0.0076144 | 0.0076144 | 0.0076144 | 0.0076144 | 0.0012088 | 0 | 0 | 0 | 0 | 0 | 0 | 0 | 0 | 0 | 0 | 0 |  | 0 | 0 | 0 | 0 | 0 | 0 | 0 | 0 | 0 | 0 | 0 | 0 | 0 | 0 | 0 | 0 | 0 | 0 | 0 | 0 | 0 | 0 | 0 | 0 | 0 | 0 | 0 | 0
1900654 | CI - Custom Incentives | 12.7089 | 8.4422 | 6.9395 | 0.093213 | 9148.5799 |  | 6.9395 | 6.9395 | 6.9395 | 6.9395 | 6.9395 | 6.9395 | 6.9395 | 6.9395 | 6.9395 | 6.9395 | 6.9395 | 6.9395 | 4.9194 | 0 | 0 | 0 | 0 | 0 | 0 | 0 | 0 | 0 | 0 | 0 | 0 | 0 | 0 | 0 | 88.193 |  | 0.093213 | 0.093213 | 0.093213 | 0.093213 | 0.093213 | 0.093213 | 0.093213 | 0.093213 | 0.093213 | 0.093213 | 0.093213 | 0.093213 | 0.066079 | 0 | 0 | 0 | 0 | 0 | 0 | 0 | 0 | 0 | 0 | 0 | 0 | 0 | 0 | 0 |  | 9148.5799 | 9148.5799 | 9148.5799 | 9148.5799 | 9148.5799 | 9148.5799 | 9148.5799 | 9148.5799 | 9148.5799 | 9148.5799 | 9148.5799 | 9148.5799 | 6485.4359 | 0 | 0 | 0 | 0 | 0 | 0 | 0 | 0 | 0 | 0 | 0 | 0 | 0 | 0 | 0
1900655 | CI - Custom Incentives | 12.7089 | 162.5778 | 133.639 | 0.016007 | 0 |  | 133.639 | 133.639 | 133.639 | 133.639 | 133.639 | 133.639 | 133.639 | 133.639 | 133.639 | 133.639 | 133.639 | 133.639 | 94.7368 | 0 | 0 | 0 | 0 | 0 | 0 | 0 | 0 | 0 | 0 | 0 | 0 | 0 | 0 | 0 | 1698.4042 |  | 0.016007 | 0.016007 | 0.016007 | 0.016007 | 0.016007 | 0.016007 | 0.016007 | 0.016007 | 0.016007 | 0.016007 | 0.016007 | 0.016007 | 0.011347 | 0 | 0 | 0 | 0 | 0 | 0 | 0 | 0 | 0 | 0 | 0 | 0 | 0 | 0 | 0 |  | 0 | 0 | 0 | 0 | 0 | 0 | 0 | 0 | 0 | 0 | 0 | 0 | 0 | 0 | 0 | 0 | 0 | 0 | 0 | 0 | 0 | 0 | 0 | 0 | 0 | 0 | 0 | 0
1900664 | CI - Custom Incentives | 10.7725 | 140.3428 | 115.3618 | 0.013043 | 0 |  | 115.3618 | 115.3618 | 115.3618 | 115.3618 | 115.3618 | 115.3618 | 115.3618 | 115.3618 | 115.3618 | 115.3618 | 89.1175 | 0 | 0 | 0 | 0 | 0 | 0 | 0 | 0 | 0 | 0 | 0 | 0 | 0 | 0 | 0 | 0 | 0 | 1242.7356 |  | 0.013043 | 0.013043 | 0.013043 | 0.013043 | 0.013043 | 0.013043 | 0.013043 | 0.013043 | 0.013043 | 0.013043 | 0.010076 | 0 | 0 | 0 | 0 | 0 | 0 | 0 | 0 | 0 | 0 | 0 | 0 | 0 | 0 | 0 | 0 | 0 |  | 0 | 0 | 0 | 0 | 0 | 0 | 0 | 0 | 0 | 0 | 0 | 0 | 0 | 0 | 0 | 0 | 0 | 0 | 0 | 0 | 0 | 0 | 0 | 0 | 0 | 0 | 0 | 0
1900714 | CI - Custom Incentives | 14.0043 | 158.5039 | 130.2902 | 0.003682 | 0 |  | 130.2902 | 130.2902 | 130.2902 | 130.2902 | 130.2902 | 130.2902 | 130.2902 | 130.2902 | 130.2902 | 130.2902 | 130.2902 | 130.2902 | 130.2902 | 130.2902 | 0.55444 | 0 | 0 | 0 | 0 | 0 | 0 | 0 | 0 | 0 | 0 | 0 | 0 | 0 | 1824.617 |  | 0.003682 | 0.003682 | 0.003682 | 0.003682 | 0.003682 | 0.003682 | 0.003682 | 0.003682 | 0.003682 | 0.003682 | 0.003682 | 0.003682 | 0.003682 | 0.003682 | 1.5669e-05 | 0 | 0 | 0 | 0 | 0 | 0 | 0 | 0 | 0 | 0 | 0 | 0 | 0 |  | 0 | 0 | 0 | 0 | 0 | 0 | 0 | 0 | 0 | 0 | 0 | 0 | 0 | 0 | 0 | 0 | 0 | 0 | 0 | 0 | 0 | 0 | 0 | 0 | 0 | 0 | 0 | 0
1900743 | CI - Custom Incentives | 26.9313 | 64.0702 | 52.6657 | 0.015762 | 875.5329 |  | 52.6657 | 52.6657 | 52.6657 | 52.6657 | 52.6657 | 52.6657 | 52.6657 | 52.6657 | 52.6657 | 52.6657 | 52.6657 | 52.6657 | 52.6657 | 52.6657 | 52.6657 | 52.6657 | 52.6657 | 52.6657 | 52.6657 | 52.6657 | 52.6657 | 52.6657 | 52.6657 | 52.6657 | 52.6657 | 52.6657 | 49.0455 | 0 | 1418.3528 |  | 0.015762 | 0.015762 | 0.015762 | 0.015762 | 0.015762 | 0.015762 | 0.015762 | 0.015762 | 0.015762 | 0.015762 | 0.015762 | 0.015762 | 0.015762 | 0.015762 | 0.015762 | 0.015762 | 0.015762 | 0.015762 | 0.015762 | 0.015762 | 0.015762 | 0.015762 | 0.015762 | 0.015762 | 0.015762 | 0.015762 | 0.014679 | 0 |  | 875.5329 | 875.5329 | 875.5329 | 875.5329 | 875.5329 | 875.5329 | 875.5329 | 875.5329 | 875.5329 | 875.5329 | 875.5329 | 875.5329 | 875.5329 | 875.5329 | 875.5329 | 875.5329 | 875.5329 | 875.5329 | 875.5329 | 875.5329 | 875.5329 | 875.5329 | 875.5329 | 875.5329 | 875.5329 | 875.5329 | 815.3492 | 0
1900758 | CI - Custom Incentives | 16.1588 | 98.8049 | 81.2176 | 0.023356 | 0 |  | 81.2176 | 81.2176 | 81.2176 | 81.2176 | 81.2176 | 81.2176 | 81.2176 | 81.2176 | 81.2176 | 81.2176 | 81.2176 | 81.2176 | 81.2176 | 81.2176 | 81.2176 | 81.2176 | 12.8938 | 0 | 0 | 0 | 0 | 0 | 0 | 0 | 0 | 0 | 0 | 0 | 1312.3752 |  | 0.023356 | 0.023356 | 0.023356 | 0.023356 | 0.023356 | 0.023356 | 0.023356 | 0.023356 | 0.023356 | 0.023356 | 0.023356 | 0.023356 | 0.023356 | 0.023356 | 0.023356 | 0.023356 | 0.003708 | 0 | 0 | 0 | 0 | 0 | 0 | 0 | 0 | 0 | 0 | 0 |  | 0 | 0 | 0 | 0 | 0 | 0 | 0 | 0 | 0 | 0 | 0 | 0 | 0 | 0 | 0 | 0 | 0 | 0 | 0 | 0 | 0 | 0 | 0 | 0 | 0 | 0 | 0 | 0
1900759 | CI - Custom Incentives | 16.1588 | 98.51 | 80.9752 | 0.047476 | 5869.2092 |  | 80.9752 | 80.9752 | 80.9752 | 80.9752 | 80.9752 | 80.9752 | 80.9752 | 80.9752 | 80.9752 | 80.9752 | 80.9752 | 80.9752 | 80.9752 | 80.9752 | 80.9752 | 80.9752 | 12.8553 | 0 | 0 | 0 | 0 | 0 | 0 | 0 | 0 | 0 | 0 | 0 | 1308.459 |  | 0.047476 | 0.047476 | 0.047476 | 0.047476 | 0.047476 | 0.047476 | 0.047476 | 0.047476 | 0.047476 | 0.047476 | 0.047476 | 0.047476 | 0.047476 | 0.047476 | 0.047476 | 0.047476 | 0.0075371 | 0 | 0 | 0 | 0 | 0 | 0 | 0 | 0 | 0 | 0 | 0 |  | 5869.2092 | 5869.2092 | 5869.2092 | 5869.2092 | 5869.2092 | 5869.2092 | 5869.2092 | 5869.2092 | 5869.2092 | 5869.2092 | 5869.2092 | 5869.2092 | 5869.2092 | 5869.2092 | 5869.2092 | 5869.2092 | 931.7739 | 0 | 0 | 0 | 0 | 0 | 0 | 0 | 0 | 0 | 0 | 0
1900791 | NCL - New Construction Lighting | 11.1838 | 28.3595 | 23.3115 | 0.0055236 | 0 |  | 23.3115 | 23.3115 | 23.3115 | 23.3115 | 23.3115 | 23.3115 | 23.3115 | 23.3115 | 23.3115 | 23.3115 | 23.3115 | 4.2854 | 0 | 0 | 0 | 0 | 0 | 0 | 0 | 0 | 0 | 0 | 0 | 0 | 0 | 0 | 0 | 0 | 260.7125 |  | 0.0055236 | 0.0055236 | 0.0055236 | 0.0055236 | 0.0055236 | 0.0055236 | 0.0055236 | 0.0055236 | 0.0055236 | 0.0055236 | 0.0055236 | 0.0010154 | 0 | 0 | 0 | 0 | 0 | 0 | 0 | 0 | 0 | 0 | 0 | 0 | 0 | 0 | 0 | 0 |  | 0 | 0 | 0 | 0 | 0 | 0 | 0 | 0 | 0 | 0 | 0 | 0 | 0 | 0 | 0 | 0 | 0 | 0 | 0 | 0 | 0 | 0 | 0 | 0 | 0 | 0 | 0 | 0
1900816 | CI - Custom Incentives | 22.485 | 24.7596 | 20.3524 | 0.0019435 | 0 |  | 20.3524 | 20.3524 | 20.3524 | 20.3524 | 20.3524 | 20.3524 | 20.3524 | 20.3524 | 20.3524 | 20.3524 | 20.3524 | 20.3524 | 20.3524 | 20.3524 | 20.3524 | 20.3524 | 20.3524 | 20.3524 | 20.3524 | 20.3524 | 20.3524 | 20.3524 | 9.8705 | 0 | 0 | 0 | 0 | 0 | 457.6224 |  | 0.0019435 | 0.0019435 | 0.0019435 | 0.0019435 | 0.0019435 | 0.0019435 | 0.0019435 | 0.0019435 | 0.0019435 | 0.0019435 | 0.0019435 | 0.0019435 | 0.0019435 | 0.0019435 | 0.0019435 | 0.0019435 | 0.0019435 | 0.0019435 | 0.0019435 | 0.0019435 | 0.0019435 | 0.0019435 | 0.00094255 | 0 | 0 | 0 | 0 | 0 |  | 0 | 0 | 0 | 0 | 0 | 0 | 0 | 0 | 0 | 0 | 0 | 0 | 0 | 0 | 0 | 0 | 0 | 0 | 0 | 0 | 0 | 0 | 0 | 0 | 0 | 0 | 0 | 0
1900835 | CI - Custom Incentives | 17.6625 | 45.2067 | 37.1599 | 0.0046411 | 0 |  | 37.1599 | 37.1599 | 37.1599 | 37.1599 | 37.1599 | 37.1599 | 37.1599 | 37.1599 | 37.1599 | 37.1599 | 37.1599 | 37.1599 | 37.1599 | 37.1599 | 37.1599 | 37.1599 | 37.1599 | 24.6201 | 0 | 0 | 0 | 0 | 0 | 0 | 0 | 0 | 0 | 0 | 656.339 |  | 0.0046411 | 0.0046411 | 0.0046411 | 0.0046411 | 0.0046411 | 0.0046411 | 0.0046411 | 0.0046411 | 0.0046411 | 0.0046411 | 0.0046411 | 0.0046411 | 0.0046411 | 0.0046411 | 0.0046411 | 0.0046411 | 0.0046411 | 0.003075 | 0 | 0 | 0 | 0 | 0 | 0 | 0 | 0 | 0 | 0 |  | 0 | 0 | 0 | 0 | 0 | 0 | 0 | 0 | 0 | 0 | 0 | 0 | 0 | 0 | 0 | 0 | 0 | 0 | 0 | 0 | 0 | 0 | 0 | 0 | 0 | 0 | 0 | 0
1900836 | CI - Custom Incentives | 3.9104 | 40.8292 | 33.5616 | 0 | 0 |  | 33.5616 | 33.5616 | 33.5616 | 30.5555 | 0 | 0 | 0 | 0 | 0 | 0 | 0 | 0 | 0 | 0 | 0 | 0 | 0 | 0 | 0 | 0 | 0 | 0 | 0 | 0 | 0 | 0 | 0 | 0 | 131.2403 |  | 0 | 0 | 0 | 0 | 0 | 0 | 0 | 0 | 0 | 0 | 0 | 0 | 0 | 0 | 0 | 0 | 0 | 0 | 0 | 0 | 0 | 0 | 0 | 0 | 0 | 0 | 0 | 0 |  | 0 | 0 | 0 | 0 | 0 | 0 | 0 | 0 | 0 | 0 | 0 | 0 | 0 | 0 | 0 | 0 | 0 | 0 | 0 | 0 | 0 | 0 | 0 | 0 | 0 | 0 | 0 | 0
1900838 | CI - Custom Incentives | 16.1588 | 204.6019 | 168.1828 | 0.019011 | 0 |  | 168.1828 | 168.1828 | 168.1828 | 168.1828 | 168.1828 | 168.1828 | 168.1828 | 168.1828 | 168.1828 | 168.1828 | 168.1828 | 168.1828 | 168.1828 | 168.1828 | 168.1828 | 168.1828 | 26.7001 | 0 | 0 | 0 | 0 | 0 | 0 | 0 | 0 | 0 | 0 | 0 | 2717.6248 |  | 0.019011 | 0.019011 | 0.019011 | 0.019011 | 0.019011 | 0.019011 | 0.019011 | 0.019011 | 0.019011 | 0.019011 | 0.019011 | 0.019011 | 0.019011 | 0.019011 | 0.019011 | 0.019011 | 0.0030182 | 0 | 0 | 0 | 0 | 0 | 0 | 0 | 0 | 0 | 0 | 0 |  | 0 | 0 | 0 | 0 | 0 | 0 | 0 | 0 | 0 | 0 | 0 | 0 | 0 | 0 | 0 | 0 | 0 | 0 | 0 | 0 | 0 | 0 | 0 | 0 | 0 | 0 | 0 | 0
1900839 | NCL - New Construction Lighting | 14.6641 | 136.7919 | 112.4429 | 0.042275 | 0 |  | 112.4429 | 112.4429 | 112.4429 | 112.4429 | 112.4429 | 112.4429 | 112.4429 | 112.4429 | 112.4429 | 112.4429 | 112.4429 | 112.4429 | 112.4429 | 112.4429 | 74.6752 | 0 | 0 | 0 | 0 | 0 | 0 | 0 | 0 | 0 | 0 | 0 | 0 | 0 | 1648.8764 |  | 0.042275 | 0.042275 | 0.042275 | 0.042275 | 0.042275 | 0.042275 | 0.042275 | 0.042275 | 0.042275 | 0.042275 | 0.042275 | 0.042275 | 0.042275 | 0.042275 | 0.028076 | 0 | 0 | 0 | 0 | 0 | 0 | 0 | 0 | 0 | 0 | 0 | 0 | 0 |  | 0 | 0 | 0 | 0 | 0 | 0 | 0 | 0 | 0 | 0 | 0 | 0 | 0 | 0 | 0 | 0 | 0 | 0 | 0 | 0 | 0 | 0 | 0 | 0 | 0 | 0 | 0 | 0
1900850 | CI - Custom Incentives | 14.0043 | 118.9032 | 97.7384 | 0.0047938 | 0 |  | 97.7384 | 97.7384 | 97.7384 | 97.7384 | 97.7384 | 97.7384 | 97.7384 | 97.7384 | 97.7384 | 97.7384 | 97.7384 | 97.7384 | 97.7384 | 97.7384 | 0.41592 | 0 | 0 | 0 | 0 | 0 | 0 | 0 | 0 | 0 | 0 | 0 | 0 | 0 | 1368.7541 |  | 0.0047938 | 0.0047938 | 0.0047938 | 0.0047938 | 0.0047938 | 0.0047938 | 0.0047938 | 0.0047938 | 0.0047938 | 0.0047938 | 0.0047938 | 0.0047938 | 0.0047938 | 0.0047938 | 2.04e-05 | 0 | 0 | 0 | 0 | 0 | 0 | 0 | 0 | 0 | 0 | 0 | 0 | 0 |  | 0 | 0 | 0 | 0 | 0 | 0 | 0 | 0 | 0 | 0 | 0 | 0 | 0 | 0 | 0 | 0 | 0 | 0 | 0 | 0 | 0 | 0 | 0 | 0 | 0 | 0 | 0 | 0
1900866 | NCL - New Construction Lighting | 10.5571 | 22.702 | 18.661 | 0.003559 | 0 |  | 18.661 | 18.661 | 18.661 | 18.661 | 18.661 | 18.661 | 18.661 | 18.661 | 18.661 | 18.661 | 10.3952 | 0 | 0 | 0 | 0 | 0 | 0 | 0 | 0 | 0 | 0 | 0 | 0 | 0 | 0 | 0 | 0 | 0 | 197.0053 |  | 0.003559 | 0.003559 | 0.003559 | 0.003559 | 0.003559 | 0.003559 | 0.003559 | 0.003559 | 0.003559 | 0.003559 | 0.0019825 | 0 | 0 | 0 | 0 | 0 | 0 | 0 | 0 | 0 | 0 | 0 | 0 | 0 | 0 | 0 | 0 | 0 |  | 0 | 0 | 0 | 0 | 0 | 0 | 0 | 0 | 0 | 0 | 0 | 0 | 0 | 0 | 0 | 0 | 0 | 0 | 0 | 0 | 0 | 0 | 0 | 0 | 0 | 0 | 0 | 0
1900873 | NCL - New Construction Lighting | 16.1588 | 26.5808 | 21.8494 | 0.0050825 | 0 |  | 21.8494 | 21.8494 | 21.8494 | 21.8494 | 21.8494 | 21.8494 | 21.8494 | 21.8494 | 21.8494 | 21.8494 | 21.8494 | 21.8494 | 21.8494 | 21.8494 | 21.8494 | 21.8494 | 3.4687 | 0 | 0 | 0 | 0 | 0 | 0 | 0 | 0 | 0 | 0 | 0 | 353.0596 |  | 0.0050825 | 0.0050825 | 0.0050825 | 0.0050825 | 0.0050825 | 0.0050825 | 0.0050825 | 0.0050825 | 0.0050825 | 0.0050825 | 0.0050825 | 0.0050825 | 0.0050825 | 0.0050825 | 0.0050825 | 0.0050825 | 0.00080687 | 0 | 0 | 0 | 0 | 0 | 0 | 0 | 0 | 0 | 0 | 0 |  | 0 | 0 | 0 | 0 | 0 | 0 | 0 | 0 | 0 | 0 | 0 | 0 | 0 | 0 | 0 | 0 | 0 | 0 | 0 | 0 | 0 | 0 | 0 | 0 | 0 | 0 | 0 | 0
1900879 | CI - Custom Incentives | 13.4656 | 11.6862 | 9.606 | 0.0079283 | 0 |  | 9.606 | 9.606 | 9.606 | 9.606 | 9.606 | 9.606 | 9.606 | 9.606 | 9.606 | 9.606 | 9.606 | 9.606 | 9.606 | 4.4729 | 0 | 0 | 0 | 0 | 0 | 0 | 0 | 0 | 0 | 0 | 0 | 0 | 0 | 0 | 129.3515 |  | 0.0079283 | 0.0079283 | 0.0079283 | 0.0079283 | 0.0079283 | 0.0079283 | 0.0079283 | 0.0079283 | 0.0079283 | 0.0079283 | 0.0079283 | 0.0079283 | 0.0079283 | 0.0036917 | 0 | 0 | 0 | 0 | 0 | 0 | 0 | 0 | 0 | 0 | 0 | 0 | 0 | 0 |  | 0 | 0 | 0 | 0 | 0 | 0 | 0 | 0 | 0 | 0 | 0 | 0 | 0 | 0 | 0 | 0 | 0 | 0 | 0 | 0 | 0 | 0 | 0 | 0 | 0 | 0 | 0 | 0
1900902 | CI - Custom Incentives | 16.1588 | 73.9262 | 60.7673 | 0.013932 | 0 |  | 60.7673 | 60.7673 | 60.7673 | 60.7673 | 60.7673 | 60.7673 | 60.7673 | 60.7673 | 60.7673 | 60.7673 | 60.7673 | 60.7673 | 60.7673 | 60.7673 | 60.7673 | 60.7673 | 9.6472 | 0 | 0 | 0 | 0 | 0 | 0 | 0 | 0 | 0 | 0 | 0 | 981.9246 |  | 0.013932 | 0.013932 | 0.013932 | 0.013932 | 0.013932 | 0.013932 | 0.013932 | 0.013932 | 0.013932 | 0.013932 | 0.013932 | 0.013932 | 0.013932 | 0.013932 | 0.013932 | 0.013932 | 0.0022117 | 0 | 0 | 0 | 0 | 0 | 0 | 0 | 0 | 0 | 0 | 0 |  | 0 | 0 | 0 | 0 | 0 | 0 | 0 | 0 | 0 | 0 | 0 | 0 | 0 | 0 | 0 | 0 | 0 | 0 | 0 | 0 | 0 | 0 | 0 | 0 | 0 | 0 | 0 | 0
1900905 | CI - Custom Incentives | 22.485 | 186.3837 | 153.2074 | 0.02926 | 0 |  | 153.2074 | 153.2074 | 153.2074 | 153.2074 | 153.2074 | 153.2074 | 153.2074 | 153.2074 | 153.2074 | 153.2074 | 153.2074 | 153.2074 | 153.2074 | 153.2074 | 153.2074 | 153.2074 | 153.2074 | 153.2074 | 153.2074 | 153.2074 | 153.2074 | 153.2074 | 74.3023 | 0 | 0 | 0 | 0 | 0 | 3444.8652 |  | 0.02926 | 0.02926 | 0.02926 | 0.02926 | 0.02926 | 0.02926 | 0.02926 | 0.02926 | 0.02926 | 0.02926 | 0.02926 | 0.02926 | 0.02926 | 0.02926 | 0.02926 | 0.02926 | 0.02926 | 0.02926 | 0.02926 | 0.02926 | 0.02926 | 0.02926 | 0.014191 | 0 | 0 | 0 | 0 | 0 |  | 0 | 0 | 0 | 0 | 0 | 0 | 0 | 0 | 0 | 0 | 0 | 0 | 0 | 0 | 0 | 0 | 0 | 0 | 0 | 0 | 0 | 0 | 0 | 0 | 0 | 0 | 0 | 0
1900915 | CI - Custom Incentives | 12.7089 | 186.1611 | 153.0244 | 0.02347 | 0 |  | 153.0244 | 153.0244 | 153.0244 | 153.0244 | 153.0244 | 153.0244 | 153.0244 | 153.0244 | 153.0244 | 153.0244 | 153.0244 | 153.0244 | 108.4791 | 0 | 0 | 0 | 0 | 0 | 0 | 0 | 0 | 0 | 0 | 0 | 0 | 0 | 0 | 0 | 1944.7722 |  | 0.02347 | 0.02347 | 0.02347 | 0.02347 | 0.02347 | 0.02347 | 0.02347 | 0.02347 | 0.02347 | 0.02347 | 0.02347 | 0.02347 | 0.016638 | 0 | 0 | 0 | 0 | 0 | 0 | 0 | 0 | 0 | 0 | 0 | 0 | 0 | 0 | 0 |  | 0 | 0 | 0 | 0 | 0 | 0 | 0 | 0 | 0 | 0 | 0 | 0 | 0 | 0 | 0 | 0 | 0 | 0 | 0 | 0 | 0 | 0 | 0 | 0 | 0 | 0 | 0 | 0
1900940 | CI - Custom Incentives | 7.8209 | 32.4689 | 26.6894 | 0.0027904 | 0 |  | 26.6894 | 26.6894 | 26.6894 | 26.6894 | 26.6894 | 26.6894 | 26.6894 | 21.9083 | 0 | 0 | 0 | 0 | 0 | 0 | 0 | 0 | 0 | 0 | 0 | 0 | 0 | 0 | 0 | 0 | 0 | 0 | 0 | 0 | 208.7343 |  | 0.0027904 | 0.0027904 | 0.0027904 | 0.0027904 | 0.0027904 | 0.0027904 | 0.0027904 | 0.0022906 | 0 | 0 | 0 | 0 | 0 | 0 | 0 | 0 | 0 | 0 | 0 | 0 | 0 | 0 | 0 | 0 | 0 | 0 | 0 | 0 |  | 0 | 0 | 0 | 0 | 0 | 0 | 0 | 0 | 0 | 0 | 0 | 0 | 0 | 0 | 0 | 0 | 0 | 0 | 0 | 0 | 0 | 0 | 0 | 0 | 0 | 0 | 0 | 0
1900958 | CI - Custom Incentives | 14.6641 | 44.2326 | 36.3592 | 0.0034721 | 0 |  | 36.3592 | 36.3592 | 36.3592 | 36.3592 | 36.3592 | 36.3592 | 36.3592 | 36.3592 | 36.3592 | 36.3592 | 36.3592 | 36.3592 | 36.3592 | 36.3592 | 24.1467 | 0 | 0 | 0 | 0 | 0 | 0 | 0 | 0 | 0 | 0 | 0 | 0 | 0 | 533.1751 |  | 0.0034721 | 0.0034721 | 0.0034721 | 0.0034721 | 0.0034721 | 0.0034721 | 0.0034721 | 0.0034721 | 0.0034721 | 0.0034721 | 0.0034721 | 0.0034721 | 0.0034721 | 0.0034721 | 0.0023059 | 0 | 0 | 0 | 0 | 0 | 0 | 0 | 0 | 0 | 0 | 0 | 0 | 0 |  | 0 | 0 | 0 | 0 | 0 | 0 | 0 | 0 | 0 | 0 | 0 | 0 | 0 | 0 | 0 | 0 | 0 | 0 | 0 | 0 | 0 | 0 | 0 | 0 | 0 | 0 | 0 | 0
1901014 | CI - Custom Incentives | 21.545 | 89.1649 | 73.2935 | 0.0082863 | 0 |  | 73.2935 | 73.2935 | 73.2935 | 73.2935 | 73.2935 | 73.2935 | 73.2935 | 73.2935 | 73.2935 | 73.2935 | 73.2935 | 73.2935 | 73.2935 | 73.2935 | 73.2935 | 73.2935 | 73.2935 | 73.2935 | 73.2935 | 73.2935 | 73.2935 | 39.9456 | 0 | 0 | 0 | 0 | 0 | 0 | 1579.1096 |  | 0.0082863 | 0.0082863 | 0.0082863 | 0.0082863 | 0.0082863 | 0.0082863 | 0.0082863 | 0.0082863 | 0.0082863 | 0.0082863 | 0.0082863 | 0.0082863 | 0.0082863 | 0.0082863 | 0.0082863 | 0.0082863 | 0.0082863 | 0.0082863 | 0.0082863 | 0.0082863 | 0.0082863 | 0.0045161 | 0 | 0 | 0 | 0 | 0 | 0 |  | 0 | 0 | 0 | 0 | 0 | 0 | 0 | 0 | 0 | 0 | 0 | 0 | 0 | 0 | 0 | 0 | 0 | 0 | 0 | 0 | 0 | 0 | 0 | 0 | 0 | 0 | 0 | 0
1901040 | CI - Custom Incentives | 14.6641 | 1205.0816 | 990.577 | 0.037837 | 46419.4103 |  | 990.577 | 990.577 | 990.577 | 990.577 | 990.577 | 990.577 | 990.577 | 990.577 | 990.577 | 990.577 | 990.577 | 990.577 | 990.577 | 990.577 | 657.8584 | 0 | 0 | 0 | 0 | 0 | 0 | 0 | 0 | 0 | 0 | 0 | 0 | 0 | 14525.9371 |  | 0.037837 | 0.037837 | 0.037837 | 0.037837 | 0.037837 | 0.037837 | 0.037837 | 0.037837 | 0.037837 | 0.037837 | 0.037837 | 0.037837 | 0.037837 | 0.037837 | 0.025128 | 0 | 0 | 0 | 0 | 0 | 0 | 0 | 0 | 0 | 0 | 0 | 0 | 0 |  | 46419.4103 | 46419.4103 | 46419.4103 | 46419.4103 | 46419.4103 | 46419.4103 | 46419.4103 | 46419.4103 | 46419.4103 | 46419.4103 | 46419.4103 | 46419.4103 | 46419.4103 | 46419.4103 | 30827.8892 | 0 | 0 | 0 | 0 | 0 | 0 | 0 | 0 | 0 | 0 | 0 | 0 | 0
1901046 | CI - Custom Incentives | 14.6641 | 503.2624 | 413.6817 | 0.039504 | 0 |  | 413.6817 | 413.6817 | 413.6817 | 413.6817 | 413.6817 | 413.6817 | 413.6817 | 413.6817 | 413.6817 | 413.6817 | 413.6817 | 413.6817 | 413.6817 | 413.6817 | 274.7328 | 0 | 0 | 0 | 0 | 0 | 0 | 0 | 0 | 0 | 0 | 0 | 0 | 0 | 6066.2761 |  | 0.039504 | 0.039504 | 0.039504 | 0.039504 | 0.039504 | 0.039504 | 0.039504 | 0.039504 | 0.039504 | 0.039504 | 0.039504 | 0.039504 | 0.039504 | 0.039504 | 0.026235 | 0 | 0 | 0 | 0 | 0 | 0 | 0 | 0 | 0 | 0 | 0 | 0 | 0 |  | 0 | 0 | 0 | 0 | 0 | 0 | 0 | 0 | 0 | 0 | 0 | 0 | 0 | 0 | 0 | 0 | 0 | 0 | 0 | 0 | 0 | 0 | 0 | 0 | 0 | 0 | 0 | 0
1901071 | NCL - New Construction Lighting | 9.5806 | 34.3385 | 28.2262 | 0.004828 | 0 |  | 28.2262 | 28.2262 | 28.2262 | 28.2262 | 28.2262 | 28.2262 | 28.2262 | 28.2262 | 28.2262 | 16.3869 | 0 | 0 | 0 | 0 | 0 | 0 | 0 | 0 | 0 | 0 | 0 | 0 | 0 | 0 | 0 | 0 | 0 | 0 | 270.4231 |  | 0.004828 | 0.004828 | 0.004828 | 0.004828 | 0.004828 | 0.004828 | 0.004828 | 0.004828 | 0.004828 | 0.0028029 | 0 | 0 | 0 | 0 | 0 | 0 | 0 | 0 | 0 | 0 | 0 | 0 | 0 | 0 | 0 | 0 | 0 | 0 |  | 0 | 0 | 0 | 0 | 0 | 0 | 0 | 0 | 0 | 0 | 0 | 0 | 0 | 0 | 0 | 0 | 0 | 0 | 0 | 0 | 0 | 0 | 0 | 0 | 0 | 0 | 0 | 0
1901072 | NCL - New Construction Lighting | 9.5806 | 39.6593 | 32.6 | 0.0054499 | 0 |  | 32.6 | 32.6 | 32.6 | 32.6 | 32.6 | 32.6 | 32.6 | 32.6 | 32.6 | 18.9261 | 0 | 0 | 0 | 0 | 0 | 0 | 0 | 0 | 0 | 0 | 0 | 0 | 0 | 0 | 0 | 0 | 0 | 0 | 312.3259 |  | 0.0054499 | 0.0054499 | 0.0054499 | 0.0054499 | 0.0054499 | 0.0054499 | 0.0054499 | 0.0054499 | 0.0054499 | 0.003164 | 0 | 0 | 0 | 0 | 0 | 0 | 0 | 0 | 0 | 0 | 0 | 0 | 0 | 0 | 0 | 0 | 0 | 0 |  | 0 | 0 | 0 | 0 | 0 | 0 | 0 | 0 | 0 | 0 | 0 | 0 | 0 | 0 | 0 | 0 | 0 | 0 | 0 | 0 | 0 | 0 | 0 | 0 | 0 | 0 | 0 | 0
1901091 | CI - Custom Incentives | 19.5522 | 0 | 0 | 0 | 3582.3525 |  | 0 | 0 | 0 | 0 | 0 | 0 | 0 | 0 | 0 | 0 | 0 | 0 | 0 | 0 | 0 | 0 | 0 | 0 | 0 | 0 | 0 | 0 | 0 | 0 | 0 | 0 | 0 | 0 | 0 |  | 0 | 0 | 0 | 0 | 0 | 0 | 0 | 0 | 0 | 0 | 0 | 0 | 0 | 0 | 0 | 0 | 0 | 0 | 0 | 0 | 0 | 0 | 0 | 0 | 0 | 0 | 0 | 0 |  | 3582.3525 | 3582.3525 | 3582.3525 | 3582.3525 | 3582.3525 | 3582.3525 | 3582.3525 | 3582.3525 | 3582.3525 | 3582.3525 | 3582.3525 | 3582.3525 | 3582.3525 | 3582.3525 | 3582.3525 | 3582.3525 | 3582.3525 | 3582.3525 | 3582.3525 | 1978.0143 | 0 | 0 | 0 | 0 | 0 | 0 | 0 | 0
1901120 | CI - Custom Incentives | 12.7089 | 15.5011 | 12.7419 | 0.0012168 | 0 |  | 12.7419 | 12.7419 | 12.7419 | 12.7419 | 12.7419 | 12.7419 | 12.7419 | 12.7419 | 12.7419 | 12.7419 | 12.7419 | 12.7419 | 9.0328 | 0 | 0 | 0 | 0 | 0 | 0 | 0 | 0 | 0 | 0 | 0 | 0 | 0 | 0 | 0 | 161.9358 |  | 0.0012168 | 0.0012168 | 0.0012168 | 0.0012168 | 0.0012168 | 0.0012168 | 0.0012168 | 0.0012168 | 0.0012168 | 0.0012168 | 0.0012168 | 0.0012168 | 0.00086261 | 0 | 0 | 0 | 0 | 0 | 0 | 0 | 0 | 0 | 0 | 0 | 0 | 0 | 0 | 0 |  | 0 | 0 | 0 | 0 | 0 | 0 | 0 | 0 | 0 | 0 | 0 | 0 | 0 | 0 | 0 | 0 | 0 | 0 | 0 | 0 | 0 | 0 | 0 | 0 | 0 | 0 | 0 | 0
1901173 | CI - Custom Incentives | 14.6641 | 55.3246 | 45.4768 | 0.0043428 | 0 |  | 45.4768 | 45.4768 | 45.4768 | 45.4768 | 45.4768 | 45.4768 | 45.4768 | 45.4768 | 45.4768 | 45.4768 | 45.4768 | 45.4768 | 45.4768 | 45.4768 | 30.2019 | 0 | 0 | 0 | 0 | 0 | 0 | 0 | 0 | 0 | 0 | 0 | 0 | 0 | 666.8769 |  | 0.0043428 | 0.0043428 | 0.0043428 | 0.0043428 | 0.0043428 | 0.0043428 | 0.0043428 | 0.0043428 | 0.0043428 | 0.0043428 | 0.0043428 | 0.0043428 | 0.0043428 | 0.0043428 | 0.0028841 | 0 | 0 | 0 | 0 | 0 | 0 | 0 | 0 | 0 | 0 | 0 | 0 | 0 |  | 0 | 0 | 0 | 0 | 0 | 0 | 0 | 0 | 0 | 0 | 0 | 0 | 0 | 0 | 0 | 0 | 0 | 0 | 0 | 0 | 0 | 0 | 0 | 0 | 0 | 0 | 0 | 0
1901174 | CI - Custom Incentives | 14.6641 | 23.0032 | 18.9087 | 0.0023052 | 0 |  | 18.9087 | 18.9087 | 18.9087 | 18.9087 | 18.9087 | 18.9087 | 18.9087 | 18.9087 | 18.9087 | 18.9087 | 18.9087 | 18.9087 | 18.9087 | 18.9087 | 12.5576 | 0 | 0 | 0 | 0 | 0 | 0 | 0 | 0 | 0 | 0 | 0 | 0 | 0 | 277.2789 |  | 0.0023052 | 0.0023052 | 0.0023052 | 0.0023052 | 0.0023052 | 0.0023052 | 0.0023052 | 0.0023052 | 0.0023052 | 0.0023052 | 0.0023052 | 0.0023052 | 0.0023052 | 0.0023052 | 0.0015309 | 0 | 0 | 0 | 0 | 0 | 0 | 0 | 0 | 0 | 0 | 0 | 0 | 0 |  | 0 | 0 | 0 | 0 | 0 | 0 | 0 | 0 | 0 | 0 | 0 | 0 | 0 | 0 | 0 | 0 | 0 | 0 | 0 | 0 | 0 | 0 | 0 | 0 | 0 | 0 | 0 | 0
1901175 | NCL - New Construction Lighting | 13.4764 | 190.3322 | 156.453 | 0 | 0 |  | 156.453 | 156.453 | 156.453 | 156.453 | 156.453 | 156.453 | 156.453 | 156.453 | 156.453 | 156.453 | 156.453 | 156.453 | 156.453 | 74.5347 | 0 | 0 | 0 | 0 | 0 | 0 | 0 | 0 | 0 | 0 | 0 | 0 | 0 | 0 | 2108.4241 |  | 0 | 0 | 0 | 0 | 0 | 0 | 0 | 0 | 0 | 0 | 0 | 0 | 0 | 0 | 0 | 0 | 0 | 0 | 0 | 0 | 0 | 0 | 0 | 0 | 0 | 0 | 0 | 0 |  | 0 | 0 | 0 | 0 | 0 | 0 | 0 | 0 | 0 | 0 | 0 | 0 | 0 | 0 | 0 | 0 | 0 | 0 | 0 | 0 | 0 | 0 | 0 | 0 | 0 | 0 | 0 | 0
1901206 | CI - Custom Incentives | 7.1012 | 0 | 0 | 0 | 5890.8495 |  | 0 | 0 | 0 | 0 | 0 | 0 | 0 | 0 | 0 | 0 | 0 | 0 | 0 | 0 | 0 | 0 | 0 | 0 | 0 | 0 | 0 | 0 | 0 | 0 | 0 | 0 | 0 | 0 | 0 |  | 0 | 0 | 0 | 0 | 0 | 0 | 0 | 0 | 0 | 0 | 0 | 0 | 0 | 0 | 0 | 0 | 0 | 0 | 0 | 0 | 0 | 0 | 0 | 0 | 0 | 0 | 0 | 0 |  | 5890.8495 | 5890.8495 | 5890.8495 | 5890.8495 | 5890.8495 | 5890.8495 | 5890.8495 | 596.355 | 0 | 0 | 0 | 0 | 0 | 0 | 0 | 0 | 0 | 0 | 0 | 0 | 0 | 0 | 0 | 0 | 0 | 0 | 0 | 0
1901208 | CI - Custom Incentives | 12.7089 | 20.0323 | 16.4666 | 0.0012234 | 4522.7884 |  | 16.4666 | 16.4666 | 16.4666 | 16.4666 | 16.4666 | 16.4666 | 16.4666 | 16.4666 | 16.4666 | 16.4666 | 16.4666 | 16.4666 | 11.6732 | 0 | 0 | 0 | 0 | 0 | 0 | 0 | 0 | 0 | 0 | 0 | 0 | 0 | 0 | 0 | 209.2721 |  | 0.0012234 | 0.0012234 | 0.0012234 | 0.0012234 | 0.0012234 | 0.0012234 | 0.0012234 | 0.0012234 | 0.0012234 | 0.0012234 | 0.0012234 | 0.0012234 | 0.00086725 | 0 | 0 | 0 | 0 | 0 | 0 | 0 | 0 | 0 | 0 | 0 | 0 | 0 | 0 | 0 |  | 4522.7884 | 4522.7884 | 4522.7884 | 4522.7884 | 4522.7884 | 4522.7884 | 4522.7884 | 4522.7884 | 4522.7884 | 4522.7884 | 4522.7884 | 4522.7884 | 3206.2084 | 0 | 0 | 0 | 0 | 0 | 0 | 0 | 0 | 0 | 0 | 0 | 0 | 0 | 0 | 0
1901214 | CI - Custom Incentives | 12.7089 | 614.5199 | 505.1354 | 0.049179 | 0 |  | 505.1354 | 505.1354 | 505.1354 | 505.1354 | 505.1354 | 505.1354 | 505.1354 | 505.1354 | 505.1354 | 505.1354 | 505.1354 | 505.1354 | 358.0909 | 0 | 0 | 0 | 0 | 0 | 0 | 0 | 0 | 0 | 0 | 0 | 0 | 0 | 0 | 0 | 6419.7155 |  | 0.049179 | 0.049179 | 0.049179 | 0.049179 | 0.049179 | 0.049179 | 0.049179 | 0.049179 | 0.049179 | 0.049179 | 0.049179 | 0.049179 | 0.034863 | 0 | 0 | 0 | 0 | 0 | 0 | 0 | 0 | 0 | 0 | 0 | 0 | 0 | 0 | 0 |  | 0 | 0 | 0 | 0 | 0 | 0 | 0 | 0 | 0 | 0 | 0 | 0 | 0 | 0 | 0 | 0 | 0 | 0 | 0 | 0 | 0 | 0 | 0 | 0 | 0 | 0 | 0 | 0
1901260 | CI - Custom Incentives | 8.1141 | 75.7514 | 62.2677 | 0.01389 | 0 |  | 62.2677 | 62.2677 | 62.2677 | 62.2677 | 62.2677 | 62.2677 | 62.2677 | 62.2677 | 7.1075 | 0 | 0 | 0 | 0 | 0 | 0 | 0 | 0 | 0 | 0 | 0 | 0 | 0 | 0 | 0 | 0 | 0 | 0 | 0 | 505.2488 |  | 0.01389 | 0.01389 | 0.01389 | 0.01389 | 0.01389 | 0.01389 | 0.01389 | 0.01389 | 0.0015855 | 0 | 0 | 0 | 0 | 0 | 0 | 0 | 0 | 0 | 0 | 0 | 0 | 0 | 0 | 0 | 0 | 0 | 0 | 0 |  | 0 | 0 | 0 | 0 | 0 | 0 | 0 | 0 | 0 | 0 | 0 | 0 | 0 | 0 | 0 | 0 | 0 | 0 | 0 | 0 | 0 | 0 | 0 | 0 | 0 | 0 | 0 | 0
1901296 | CI - Custom Incentives | 14.6641 | 45.3706 | 37.2947 | 0.00076921 | 4733.1281 |  | 37.2947 | 37.2947 | 37.2947 | 37.2947 | 37.2947 | 37.2947 | 37.2947 | 37.2947 | 37.2947 | 37.2947 | 37.2947 | 37.2947 | 37.2947 | 37.2947 | 24.768 | 0 | 0 | 0 | 0 | 0 | 0 | 0 | 0 | 0 | 0 | 0 | 0 | 0 | 546.8933 |  | 0.00076921 | 0.00076921 | 0.00076921 | 0.00076921 | 0.00076921 | 0.00076921 | 0.00076921 | 0.00076921 | 0.00076921 | 0.00076921 | 0.00076921 | 0.00076921 | 0.00076921 | 0.00076921 | 0.00051084 | 0 | 0 | 0 | 0 | 0 | 0 | 0 | 0 | 0 | 0 | 0 | 0 | 0 |  | 4733.1281 | 4733.1281 | 4733.1281 | 4733.1281 | 4733.1281 | 4733.1281 | 4733.1281 | 4733.1281 | 4733.1281 | 4733.1281 | 4733.1281 | 4733.1281 | 4733.1281 | 4733.1281 | 3143.3477 | 0 | 0 | 0 | 0 | 0 | 0 | 0 | 0 | 0 | 0 | 0 | 0 | 0
1901384 | CI - Custom Incentives | 14.6641 | 58.9999 | 48.4979 | 0.0046316 | 0 |  | 48.4979 | 48.4979 | 48.4979 | 48.4979 | 48.4979 | 48.4979 | 48.4979 | 48.4979 | 48.4979 | 48.4979 | 48.4979 | 48.4979 | 48.4979 | 48.4979 | 32.2082 | 0 | 0 | 0 | 0 | 0 | 0 | 0 | 0 | 0 | 0 | 0 | 0 | 0 | 711.1789 |  | 0.0046316 | 0.0046316 | 0.0046316 | 0.0046316 | 0.0046316 | 0.0046316 | 0.0046316 | 0.0046316 | 0.0046316 | 0.0046316 | 0.0046316 | 0.0046316 | 0.0046316 | 0.0046316 | 0.0030759 | 0 | 0 | 0 | 0 | 0 | 0 | 0 | 0 | 0 | 0 | 0 | 0 | 0 |  | 0 | 0 | 0 | 0 | 0 | 0 | 0 | 0 | 0 | 0 | 0 | 0 | 0 | 0 | 0 | 0 | 0 | 0 | 0 | 0 | 0 | 0 | 0 | 0 | 0 | 0 | 0 | 0
1901401 | CI - Custom Incentives | 7.8209 | 34.7266 | 28.5453 | 0.0027258 | 0 |  | 28.5453 | 28.5453 | 28.5453 | 28.5453 | 28.5453 | 28.5453 | 28.5453 | 23.4317 | 0 | 0 | 0 | 0 | 0 | 0 | 0 | 0 | 0 | 0 | 0 | 0 | 0 | 0 | 0 | 0 | 0 | 0 | 0 | 0 | 223.2485 |  | 0.0027258 | 0.0027258 | 0.0027258 | 0.0027258 | 0.0027258 | 0.0027258 | 0.0027258 | 0.0022375 | 0 | 0 | 0 | 0 | 0 | 0 | 0 | 0 | 0 | 0 | 0 | 0 | 0 | 0 | 0 | 0 | 0 | 0 | 0 | 0 |  | 0 | 0 | 0 | 0 | 0 | 0 | 0 | 0 | 0 | 0 | 0 | 0 | 0 | 0 | 0 | 0 | 0 | 0 | 0 | 0 | 0 | 0 | 0 | 0 | 0 | 0 | 0 | 0
1901405 | CI - Custom Incentives | 7.8209 | 28.1862 | 23.169 | 0.0022127 | 0 |  | 23.169 | 23.169 | 23.169 | 23.169 | 23.169 | 23.169 | 23.169 | 19.0186 | 0 | 0 | 0 | 0 | 0 | 0 | 0 | 0 | 0 | 0 | 0 | 0 | 0 | 0 | 0 | 0 | 0 | 0 | 0 | 0 | 181.2017 |  | 0.0022127 | 0.0022127 | 0.0022127 | 0.0022127 | 0.0022127 | 0.0022127 | 0.0022127 | 0.0018163 | 0 | 0 | 0 | 0 | 0 | 0 | 0 | 0 | 0 | 0 | 0 | 0 | 0 | 0 | 0 | 0 | 0 | 0 | 0 | 0 |  | 0 | 0 | 0 | 0 | 0 | 0 | 0 | 0 | 0 | 0 | 0 | 0 | 0 | 0 | 0 | 0 | 0 | 0 | 0 | 0 | 0 | 0 | 0 | 0 | 0 | 0 | 0 | 0
1901468 | CI - Custom Incentives | 12.7089 | 227.5322 | 187.0315 | 0.01786 | 0 |  | 187.0315 | 187.0315 | 187.0315 | 187.0315 | 187.0315 | 187.0315 | 187.0315 | 187.0315 | 187.0315 | 187.0315 | 187.0315 | 187.0315 | 132.5868 | 0 | 0 | 0 | 0 | 0 | 0 | 0 | 0 | 0 | 0 | 0 | 0 | 0 | 0 | 0 | 2376.9647 |  | 0.01786 | 0.01786 | 0.01786 | 0.01786 | 0.01786 | 0.01786 | 0.01786 | 0.01786 | 0.01786 | 0.01786 | 0.01786 | 0.01786 | 0.012661 | 0 | 0 | 0 | 0 | 0 | 0 | 0 | 0 | 0 | 0 | 0 | 0 | 0 | 0 | 0 |  | 0 | 0 | 0 | 0 | 0 | 0 | 0 | 0 | 0 | 0 | 0 | 0 | 0 | 0 | 0 | 0 | 0 | 0 | 0 | 0 | 0 | 0 | 0 | 0 | 0 | 0 | 0 | 0
1901519 | CI - Custom Incentives | 14.6641 | 91.8407 | 75.493 | 0.013436 | 0 |  | 75.493 | 75.493 | 75.493 | 75.493 | 75.493 | 75.493 | 75.493 | 75.493 | 75.493 | 75.493 | 75.493 | 75.493 | 75.493 | 75.493 | 50.1362 | 0 | 0 | 0 | 0 | 0 | 0 | 0 | 0 | 0 | 0 | 0 | 0 | 0 | 1107.0385 |  | 0.013436 | 0.013436 | 0.013436 | 0.013436 | 0.013436 | 0.013436 | 0.013436 | 0.013436 | 0.013436 | 0.013436 | 0.013436 | 0.013436 | 0.013436 | 0.013436 | 0.0089229 | 0 | 0 | 0 | 0 | 0 | 0 | 0 | 0 | 0 | 0 | 0 | 0 | 0 |  | 0 | 0 | 0 | 0 | 0 | 0 | 0 | 0 | 0 | 0 | 0 | 0 | 0 | 0 | 0 | 0 | 0 | 0 | 0 | 0 | 0 | 0 | 0 | 0 | 0 | 0 | 0 | 0
1901545 | CI - Custom Incentives | 12.7089 | 289.5022 | 237.9708 | 0.022724 | 0 |  | 237.9708 | 237.9708 | 237.9708 | 237.9708 | 237.9708 | 237.9708 | 237.9708 | 237.9708 | 237.9708 | 237.9708 | 237.9708 | 237.9708 | 168.6977 | 0 | 0 | 0 | 0 | 0 | 0 | 0 | 0 | 0 | 0 | 0 | 0 | 0 | 0 | 0 | 3024.3473 |  | 0.022724 | 0.022724 | 0.022724 | 0.022724 | 0.022724 | 0.022724 | 0.022724 | 0.022724 | 0.022724 | 0.022724 | 0.022724 | 0.022724 | 0.016109 | 0 | 0 | 0 | 0 | 0 | 0 | 0 | 0 | 0 | 0 | 0 | 0 | 0 | 0 | 0 |  | 0 | 0 | 0 | 0 | 0 | 0 | 0 | 0 | 0 | 0 | 0 | 0 | 0 | 0 | 0 | 0 | 0 | 0 | 0 | 0 | 0 | 0 | 0 | 0 | 0 | 0 | 0 | 0
1901577 | CI - Custom Incentives | 14.6641 | 4.1884 | 3.4428 | 0 | 480.8786 |  | 3.4428 | 3.4428 | 3.4428 | 3.4428 | 3.4428 | 3.4428 | 3.4428 | 3.4428 | 3.4428 | 3.4428 | 3.4428 | 3.4428 | 3.4428 | 3.4428 | 2.2864 | 0 | 0 | 0 | 0 | 0 | 0 | 0 | 0 | 0 | 0 | 0 | 0 | 0 | 50.4861 |  | 0 | 0 | 0 | 0 | 0 | 0 | 0 | 0 | 0 | 0 | 0 | 0 | 0 | 0 | 0 | 0 | 0 | 0 | 0 | 0 | 0 | 0 | 0 | 0 | 0 | 0 | 0 | 0 |  | 480.8786 | 480.8786 | 480.8786 | 480.8786 | 480.8786 | 480.8786 | 480.8786 | 480.8786 | 480.8786 | 480.8786 | 480.8786 | 480.8786 | 480.8786 | 480.8786 | 319.3594 | 0 | 0 | 0 | 0 | 0 | 0 | 0 | 0 | 0 | 0 | 0 | 0 | 0
1901680 | CI - Custom Incentives | 2.6395 | 186.5992 | 153.3845 | 0.014647 | 0 |  | 153.3845 | 153.3845 | 98.0957 | 0 | 0 | 0 | 0 | 0 | 0 | 0 | 0 | 0 | 0 | 0 | 0 | 0 | 0 | 0 | 0 | 0 | 0 | 0 | 0 | 0 | 0 | 0 | 0 | 0 | 404.8647 |  | 0.014647 | 0.014647 | 0.0093673 | 0 | 0 | 0 | 0 | 0 | 0 | 0 | 0 | 0 | 0 | 0 | 0 | 0 | 0 | 0 | 0 | 0 | 0 | 0 | 0 | 0 | 0 | 0 | 0 | 0 |  | 0 | 0 | 0 | 0 | 0 | 0 | 0 | 0 | 0 | 0 | 0 | 0 | 0 | 0 | 0 | 0 | 0 | 0 | 0 | 0 | 0 | 0 | 0 | 0 | 0 | 0 | 0 | 0
1901729 | CI - Custom Incentives | 12.7089 | 171.0022 | 140.5638 | 0 | 0 |  | 140.5638 | 140.5638 | 140.5638 | 140.5638 | 140.5638 | 140.5638 | 140.5638 | 140.5638 | 140.5638 | 140.5638 | 140.5638 | 140.5638 | 99.6458 | 0 | 0 | 0 | 0 | 0 | 0 | 0 | 0 | 0 | 0 | 0 | 0 | 0 | 0 | 0 | 1786.4119 |  | 0 | 0 | 0 | 0 | 0 | 0 | 0 | 0 | 0 | 0 | 0 | 0 | 0 | 0 | 0 | 0 | 0 | 0 | 0 | 0 | 0 | 0 | 0 | 0 | 0 | 0 | 0 | 0 |  | 0 | 0 | 0 | 0 | 0 | 0 | 0 | 0 | 0 | 0 | 0 | 0 | 0 | 0 | 0 | 0 | 0 | 0 | 0 | 0 | 0 | 0 | 0 | 0 | 0 | 0 | 0 | 0
1901732 | NCL - New Construction Lighting | 8.7007 | 27.348 | 22.48 | 0.0060555 | 0 |  | 22.48 | 22.48 | 22.48 | 22.48 | 22.48 | 22.48 | 22.48 | 22.48 | 15.752 | 0 | 0 | 0 | 0 | 0 | 0 | 0 | 0 | 0 | 0 | 0 | 0 | 0 | 0 | 0 | 0 | 0 | 0 | 0 | 195.5923 |  | 0.0060555 | 0.0060555 | 0.0060555 | 0.0060555 | 0.0060555 | 0.0060555 | 0.0060555 | 0.0060555 | 0.0042431 | 0 | 0 | 0 | 0 | 0 | 0 | 0 | 0 | 0 | 0 | 0 | 0 | 0 | 0 | 0 | 0 | 0 | 0 | 0 |  | 0 | 0 | 0 | 0 | 0 | 0 | 0 | 0 | 0 | 0 | 0 | 0 | 0 | 0 | 0 | 0 | 0 | 0 | 0 | 0 | 0 | 0 | 0 | 0 | 0 | 0 | 0 | 0
1901737 | CI - Custom Incentives | 12.7089 | 276.1594 | 227.003 | 0.021677 | 0 |  | 227.003 | 227.003 | 227.003 | 227.003 | 227.003 | 227.003 | 227.003 | 227.003 | 227.003 | 227.003 | 227.003 | 227.003 | 160.9226 | 0 | 0 | 0 | 0 | 0 | 0 | 0 | 0 | 0 | 0 | 0 | 0 | 0 | 0 | 0 | 2884.9587 |  | 0.021677 | 0.021677 | 0.021677 | 0.021677 | 0.021677 | 0.021677 | 0.021677 | 0.021677 | 0.021677 | 0.021677 | 0.021677 | 0.021677 | 0.015367 | 0 | 0 | 0 | 0 | 0 | 0 | 0 | 0 | 0 | 0 | 0 | 0 | 0 | 0 | 0 |  | 0 | 0 | 0 | 0 | 0 | 0 | 0 | 0 | 0 | 0 | 0 | 0 | 0 | 0 | 0 | 0 | 0 | 0 | 0 | 0 | 0 | 0 | 0 | 0 | 0 | 0 | 0 | 0
1901769 | CI - Custom Incentives | 12.7089 | 95.6893 | 78.6566 | 0.0076577 | 0 |  | 78.6566 | 78.6566 | 78.6566 | 78.6566 | 78.6566 | 78.6566 | 78.6566 | 78.6566 | 78.6566 | 78.6566 | 78.6566 | 78.6566 | 55.7597 | 0 | 0 | 0 | 0 | 0 | 0 | 0 | 0 | 0 | 0 | 0 | 0 | 0 | 0 | 0 | 999.6385 |  | 0.0076577 | 0.0076577 | 0.0076577 | 0.0076577 | 0.0076577 | 0.0076577 | 0.0076577 | 0.0076577 | 0.0076577 | 0.0076577 | 0.0076577 | 0.0076577 | 0.0054286 | 0 | 0 | 0 | 0 | 0 | 0 | 0 | 0 | 0 | 0 | 0 | 0 | 0 | 0 | 0 |  | 0 | 0 | 0 | 0 | 0 | 0 | 0 | 0 | 0 | 0 | 0 | 0 | 0 | 0 | 0 | 0 | 0 | 0 | 0 | 0 | 0 | 0 | 0 | 0 | 0 | 0 | 0 | 0
1901783 | CI - Custom Incentives | 13.0022 | 84.9894 | 69.8613 | 0.015584 | 0 |  | 69.8613 | 69.8613 | 69.8613 | 69.8613 | 69.8613 | 69.8613 | 69.8613 | 69.8613 | 69.8613 | 69.8613 | 69.8613 | 69.8613 | 69.8613 | 0.15252 | 0 | 0 | 0 | 0 | 0 | 0 | 0 | 0 | 0 | 0 | 0 | 0 | 0 | 0 | 908.3491 |  | 0.015584 | 0.015584 | 0.015584 | 0.015584 | 0.015584 | 0.015584 | 0.015584 | 0.015584 | 0.015584 | 0.015584 | 0.015584 | 0.015584 | 0.015584 | 3.4022e-05 | 0 | 0 | 0 | 0 | 0 | 0 | 0 | 0 | 0 | 0 | 0 | 0 | 0 | 0 |  | 0 | 0 | 0 | 0 | 0 | 0 | 0 | 0 | 0 | 0 | 0 | 0 | 0 | 0 | 0 | 0 | 0 | 0 | 0 | 0 | 0 | 0 | 0 | 0 | 0 | 0 | 0 | 0
1901795 | CI - Custom Incentives | 14.6641 | 309.7941 | 254.6507 | 0 | 10318.756 |  | 254.6507 | 254.6507 | 254.6507 | 254.6507 | 254.6507 | 254.6507 | 254.6507 | 254.6507 | 254.6507 | 254.6507 | 254.6507 | 254.6507 | 254.6507 | 254.6507 | 169.1177 | 0 | 0 | 0 | 0 | 0 | 0 | 0 | 0 | 0 | 0 | 0 | 0 | 0 | 3734.228 |  | 0 | 0 | 0 | 0 | 0 | 0 | 0 | 0 | 0 | 0 | 0 | 0 | 0 | 0 | 0 | 0 | 0 | 0 | 0 | 0 | 0 | 0 | 0 | 0 | 0 | 0 | 0 | 0 |  | 10318.756 | 10318.756 | 10318.756 | 10318.756 | 10318.756 | 10318.756 | 10318.756 | 10318.756 | 10318.756 | 10318.756 | 10318.756 | 10318.756 | 10318.756 | 10318.756 | 6852.8546 | 0 | 0 | 0 | 0 | 0 | 0 | 0 | 0 | 0 | 0 | 0 | 0 | 0
1901796 | CI - Custom Incentives | 14.6641 | 96.9924 | 79.7277 | 0.0076135 | 2309.6188 |  | 79.7277 | 79.7277 | 79.7277 | 79.7277 | 79.7277 | 79.7277 | 79.7277 | 79.7277 | 79.7277 | 79.7277 | 79.7277 | 79.7277 | 79.7277 | 79.7277 | 52.9485 | 0 | 0 | 0 | 0 | 0 | 0 | 0 | 0 | 0 | 0 | 0 | 0 | 0 | 1169.1369 |  | 0.0076135 | 0.0076135 | 0.0076135 | 0.0076135 | 0.0076135 | 0.0076135 | 0.0076135 | 0.0076135 | 0.0076135 | 0.0076135 | 0.0076135 | 0.0076135 | 0.0076135 | 0.0076135 | 0.0050563 | 0 | 0 | 0 | 0 | 0 | 0 | 0 | 0 | 0 | 0 | 0 | 0 | 0 |  | 2309.6188 | 2309.6188 | 2309.6188 | 2309.6188 | 2309.6188 | 2309.6188 | 2309.6188 | 2309.6188 | 2309.6188 | 2309.6188 | 2309.6188 | 2309.6188 | 2309.6188 | 2309.6188 | 1533.8556 | 0 | 0 | 0 | 0 | 0 | 0 | 0 | 0 | 0 | 0 | 0 | 0 | 0
1901872 | NCL - New Construction Lighting | 9.5806 | 35.7928 | 29.4217 | 0.0050899 | 0 |  | 29.4217 | 29.4217 | 29.4217 | 29.4217 | 29.4217 | 29.4217 | 29.4217 | 29.4217 | 29.4217 | 17.0809 | 0 | 0 | 0 | 0 | 0 | 0 | 0 | 0 | 0 | 0 | 0 | 0 | 0 | 0 | 0 | 0 | 0 | 0 | 281.8758 |  | 0.0050899 | 0.0050899 | 0.0050899 | 0.0050899 | 0.0050899 | 0.0050899 | 0.0050899 | 0.0050899 | 0.0050899 | 0.002955 | 0 | 0 | 0 | 0 | 0 | 0 | 0 | 0 | 0 | 0 | 0 | 0 | 0 | 0 | 0 | 0 | 0 | 0 |  | 0 | 0 | 0 | 0 | 0 | 0 | 0 | 0 | 0 | 0 | 0 | 0 | 0 | 0 | 0 | 0 | 0 | 0 | 0 | 0 | 0 | 0 | 0 | 0 | 0 | 0 | 0 | 0
1901923 | CI - Custom Incentives | 14.6641 | 133.9681 | 110.1218 | 0 | 4954.0248 |  | 110.1218 | 110.1218 | 110.1218 | 110.1218 | 110.1218 | 110.1218 | 110.1218 | 110.1218 | 110.1218 | 110.1218 | 110.1218 | 110.1218 | 110.1218 | 110.1218 | 73.1337 | 0 | 0 | 0 | 0 | 0 | 0 | 0 | 0 | 0 | 0 | 0 | 0 | 0 | 1614.8386 |  | 0 | 0 | 0 | 0 | 0 | 0 | 0 | 0 | 0 | 0 | 0 | 0 | 0 | 0 | 0 | 0 | 0 | 0 | 0 | 0 | 0 | 0 | 0 | 0 | 0 | 0 | 0 | 0 |  | 4954.0248 | 4954.0248 | 4954.0248 | 4954.0248 | 4954.0248 | 4954.0248 | 4954.0248 | 4954.0248 | 4954.0248 | 4954.0248 | 4954.0248 | 4954.0248 | 4954.0248 | 4954.0248 | 3290.0488 | 0 | 0 | 0 | 0 | 0 | 0 | 0 | 0 | 0 | 0 | 0 | 0 | 0
1902030 | NCL - New Construction Lighting | 11.1545 | 2572.3883 | 2114.5032 | 0.40383 | 0 |  | 2114.5032 | 2114.5032 | 2114.5032 | 2114.5032 | 2114.5032 | 2114.5032 | 2114.5032 | 2114.5032 | 2114.5032 | 2114.5032 | 2114.5032 | 326.7003 | 0 | 0 | 0 | 0 | 0 | 0 | 0 | 0 | 0 | 0 | 0 | 0 | 0 | 0 | 0 | 0 | 23586.2353 |  | 0.40383 | 0.40383 | 0.40383 | 0.40383 | 0.40383 | 0.40383 | 0.40383 | 0.40383 | 0.40383 | 0.40383 | 0.40383 | 0.062394 | 0 | 0 | 0 | 0 | 0 | 0 | 0 | 0 | 0 | 0 | 0 | 0 | 0 | 0 | 0 | 0 |  | 0 | 0 | 0 | 0 | 0 | 0 | 0 | 0 | 0 | 0 | 0 | 0 | 0 | 0 | 0 | 0 | 0 | 0 | 0 | 0 | 0 | 0 | 0 | 0 | 0 | 0 | 0 | 0
1902127 | CI - Custom Incentives | 12.7089 | 18.5745 | 15.2682 | 0.0040743 | 0 |  | 15.2682 | 15.2682 | 15.2682 | 15.2682 | 15.2682 | 15.2682 | 15.2682 | 15.2682 | 15.2682 | 15.2682 | 15.2682 | 15.2682 | 10.8237 | 0 | 0 | 0 | 0 | 0 | 0 | 0 | 0 | 0 | 0 | 0 | 0 | 0 | 0 | 0 | 194.0425 |  | 0.0040743 | 0.0040743 | 0.0040743 | 0.0040743 | 0.0040743 | 0.0040743 | 0.0040743 | 0.0040743 | 0.0040743 | 0.0040743 | 0.0040743 | 0.0040743 | 0.0028883 | 0 | 0 | 0 | 0 | 0 | 0 | 0 | 0 | 0 | 0 | 0 | 0 | 0 | 0 | 0 |  | 0 | 0 | 0 | 0 | 0 | 0 | 0 | 0 | 0 | 0 | 0 | 0 | 0 | 0 | 0 | 0 | 0 | 0 | 0 | 0 | 0 | 0 | 0 | 0 | 0 | 0 | 0 | 0
2000060 | CI - Custom Incentives | 14.6641 | 28.2215 | 23.1981 | 0.002216 | 3445.9881 |  | 23.1981 | 23.1981 | 23.1981 | 23.1981 | 23.1981 | 23.1981 | 23.1981 | 23.1981 | 23.1981 | 23.1981 | 23.1981 | 23.1981 | 23.1981 | 23.1981 | 15.4062 | 0 | 0 | 0 | 0 | 0 | 0 | 0 | 0 | 0 | 0 | 0 | 0 | 0 | 340.1792 |  | 0.002216 | 0.002216 | 0.002216 | 0.002216 | 0.002216 | 0.002216 | 0.002216 | 0.002216 | 0.002216 | 0.002216 | 0.002216 | 0.002216 | 0.002216 | 0.002216 | 0.0014717 | 0 | 0 | 0 | 0 | 0 | 0 | 0 | 0 | 0 | 0 | 0 | 0 | 0 |  | 3445.9881 | 3445.9881 | 3445.9881 | 3445.9881 | 3445.9881 | 3445.9881 | 3445.9881 | 3445.9881 | 3445.9881 | 3445.9881 | 3445.9881 | 3445.9881 | 3445.9881 | 3445.9881 | 2288.5371 | 0 | 0 | 0 | 0 | 0 | 0 | 0 | 0 | 0 | 0 | 0 | 0 | 0
2019 CPAS |  |  | 27582.599 | 22672.8964 | 3.2535 | 1062787.5185 |  | 22672.8964 | 22672.8964 | 22617.6076 | 22516.5058 | 22485.9503 | 22485.9503 | 22200.9699 | 22136.1997 | 22009.9529 | 21831.8627 | 21646.2023 | 19644.2476 | 17870.1065 | 14386.7884 | 12199.46 | 8078.3942 | 4763.613 | 3303.6753 | 1714.0754 | 1714.0754 | 1711.7162 | 1676.1146 | 1249.4661 | 885.3211 | 699.4388 | 52.6657 | 49.0455 | 0 | 335275.1982 |  | 3.2535 | 3.2535 | 3.2482 | 3.2388 | 3.2388 | 3.2388 | 3.2101 | 3.2036 | 3.1832 | 3.1579 | 3.1287 | 2.7469 | 2.4901 | 2.0261 | 1.7293 | 1.0772 | 0.44775 | 0.26436 | 0.13991 | 0.13991 | 0.13853 | 0.13344 | 0.084462 | 0.042594 | 0.036604 | 0.015762 | 0.014679 | 0 |  | 1062787.5185 | 1062787.5185 | 1062787.5185 | 1062787.5185 | 1018187.8441 | 664438.204 | 664438.204 | 659143.7095 | 658547.3545 | 658547.3545 | 658547.3545 | 658547.3545 | 628787.7729 | 556315.5892 | 501352.1454 | 352687.0638 | 324184.4436 | 243513.6924 | 88726.3169 | 87121.9787 | 84119.4032 | 47176.934 | 4097.9872 | 2648.075 | 875.5329 | 875.5329 | 815.3492 | 0
Expired 2019 CPAS | [7 empty] | 0 | 0 | 55.2888 | 156.3906 | 186.9461 | 186.9461 | 471.9265 | 536.6967 | 662.9435 | 841.0337 | 1026.6941 | 3028.6488 | 4802.7899 | 8286.108 | 10473.4364 | 14594.5022 | 17909.2834 | 19369.2211 | 20958.821 | 20958.821 | 20961.1802 | 20996.7818 | 21423.4303 | 21787.5753 | 21973.4576 | 22620.2307 | 22623.851 | 22672.8964 |  |  | 0 | 0 | 0.0052796 | 0.014647 | 0.014647 | 0.014647 | 0.043339 | 0.049831 | 0.070292 | 0.095568 | 0.12477 | 0.5066 | 0.76342 | 1.2273 | 1.5242 | 2.1763 | 2.8057 | 2.9891 | 3.1136 | 3.1136 | 3.1149 | 3.12 | 3.169 | 3.2109 | 3.2169 | 3.2377 | 3.2388 | 3.2535 |  | 0 | 0 | 0 | 0 | 44599.6744 | 398349.3145 | 398349.3145 | 403643.809 | 404240.164 | 404240.164 | 404240.164 | 404240.164 | 433999.7456 | 506471.9293 | 561435.3731 | 710100.4547 | 738603.0749 | 819273.8261 | 974061.2016 | 975665.5398 | 978668.1153 | 1015610.5845 | 1058689.5314 | 1060139.4435 | 1061911.9856 | 1061911.9856 | 1061972.1693 | 1062787.5185
WAML |  | 14.7875
12.0578
Notes | bar: CPAS - Verified Net MWh 2018
• Custom Initiative measure lives were adjusted in a manner similar to how we adjust savings, producing partial measure lives in almost all cases.
Gas to Electric Conversion Projects
Project ID | Offering | Verified EUL | Annual Verified Gross Therms | Annual Verified Gross MWh (Converted) | Annual Verified Net Therms | Annual Verified Net MWh (Converted) | CPAS - Verified Net MWh 2018: CPAS - Verified Net MWh | Lifetime Savings
[7 empty] | 2018 | 2019 | 2020 | 2021 | 2022 | 2023 | 2024 | 2025 | 2026 | 2027 | 2028 | 2029 | 2030 | 2031 | 2032 | 2033 | 2034 | 2035 | 2036 | 2037 | 2038 | 2039 | 2040 | 2041 | 2042 | 2043 | 2044 | 2045 | 2046
1900081 | CI - Custom Incentives | 14.5801 | 12785.6555 | 374.6197 | 12005.7305 | 351.7679 |  | 351.7679 | 351.7679 | 351.7679 | 351.7679 | 351.7679 | 351.7679 | 351.7679 | 351.7679 | 351.7679 | 351.7679 | 351.7679 | 351.7679 | 351.7679 | 351.7679 | 204.0765 | 0 | 0 | 0 | 0 | 0 | 0 | 0 | 0 | 0 | 0 | 0 | 0 | 0 | 5128.8272
1900267 | CI - Custom Incentives | 14.5801 | 16317.4985 | 478.1027 | 15322.131 | 448.9384 |  | 448.9384 | 448.9384 | 448.9384 | 448.9384 | 448.9384 | 448.9384 | 448.9384 | 448.9384 | 448.9384 | 448.9384 | 448.9384 | 448.9384 | 448.9384 | 448.9384 | 260.4496 | 0 | 0 | 0 | 0 | 0 | 0 | 0 | 0 | 0 | 0 | 0 | 0 | 0 | 6545.5877
1900493 | CI - Custom Incentives | 14.5801 | 55032.1872 | 1612.4431 | 51675.2238 | 1514.0841 |  | 1514.0841 | 1514.0841 | 1514.0841 | 1514.0841 | 1514.0841 | 1514.0841 | 1514.0841 | 1514.0841 | 1514.0841 | 1514.0841 | 1514.0841 | 1514.0841 | 1514.0841 | 1514.0841 | 878.389 | 0 | 0 | 0 | 0 | 0 | 0 | 0 | 0 | 0 | 0 | 0 | 0 | 0 | 22075.5657
1900654 | CI - Custom Incentives | 12.6361 | 9742.8966 | 285.4669 | 9148.5799 | 268.0534 |  | 268.0534 | 268.0534 | 268.0534 | 268.0534 | 268.0534 | 268.0534 | 268.0534 | 268.0534 | 268.0534 | 268.0534 | 268.0534 | 268.0534 | 170.5157 | 0 | 0 | 0 | 0 | 0 | 0 | 0 | 0 | 0 | 0 | 0 | 0 | 0 | 0 | 0 | 3387.1564
2000060 | CI - Custom Incentives | 14.5801 | 3669.8489 | 107.5266 | 3445.9881 | 100.9675 |  | 100.9675 | 100.9675 | 100.9675 | 100.9675 | 100.9675 | 100.9675 | 100.9675 | 100.9675 | 100.9675 | 100.9675 | 100.9675 | 100.9675 | 100.9675 | 100.9675 | 58.5758 | 0 | 0 | 0 | 0 | 0 | 0 | 0 | 0 | 0 | 0 | 0 | 0 | 0 | 1472.1201
2019 CPAS |  |  | 97548.0866 | 2858.1589 | 91597.6534 | 2683.8112 |  | 2683.8112 | 2683.8112 | 2683.8112 | 2683.8112 | 2683.8112 | 2683.8112 | 2683.8112 | 2683.8112 | 2683.8112 | 2683.8112 | 2683.8112 | 2683.8112 | 2586.2736 | 2415.7579 | 1401.4909 | 0 | 0 | 0 | 0 | 0 | 0 | 0 | 0 | 0 | 0 | 0 | 0 | 0 | 38609.2573
Expired 2019 CPAS | [7 empty] | 0 | 0 | 0 | 0 | 0 | 0 | 0 | 0 | 0 | 0 | 0 | 0 | 97.5376 | 268.0534 | 1282.3204 | 2683.8112 | 2683.8112 | 2683.8112 | 2683.8112 | 2683.8112 | 2683.8112 | 2683.8112 | 2683.8112 | 2683.8112 | 2683.8112 | 2683.8112 | 2683.8112 | 2683.8112
WAML |  | 14.386
| Offering | EUL | Annual Verified Gross Savings (MWh) | Annual Verified Net Savings (MWh) |  |  | CPAS - Verified Net MWh 2018: CPAS - Verified Net MWh | Lifetime Savings
[7 empty] | 2018 | 2019 | 2020 | 2021 | 2022 | 2023 | 2024 | 2025 | 2026 | 2027 | 2028 | 2029 | 2030 | 2031 | 2032 | 2033 | 2034 | 2035 | 2036 | 2037 | 2038 | 2039 | 2040 | 2041 | 2042 | 2043 | 2044 | 2045 | 2046
| CI - Custom Incentives | 15.4039 | 21661.4263 | 17805.6925 |  |  |  | 17805.6925 | 17805.6925 | 17750.4036 | 17649.3019 | 17618.7464 | 17618.7464 | 17618.7464 | 17604.7013 | 17485.1825 | 17360.6982 | 17249.4485 | 17160.331 | 15808.8958 | 12442.9638 | 10688.9181 | 7255.3251 | 4444.4118 | 3156.6852 | 1714.0754 | 1714.0754 | 1711.7162 | 1676.1146 | 1249.4661 | 885.3211 | 699.4388 | 52.6657 | 49.0455 | 0 | 274276.8096
| NCL - New Construction Lighting | 12.5325 | 5921.1727 | 4867.204 |  |  |  | 4867.204 | 4867.204 | 4867.204 | 4867.204 | 4867.204 | 4867.204 | 4582.2235 | 4531.4985 | 4524.7704 | 4471.1645 | 4396.7538 | 2483.9166 | 2061.2108 | 1943.8246 | 1510.5419 | 823.0691 | 319.2011 | 146.9901 | 0 | 0 | 0 | 0 | 0 | 0 | 0 | 0 | 0 | 0 | 60998.3886
| Custom Gas Conversion | 14.386 | 2858.1589 | 2683.8112 |  |  |  | 2683.8112 | 2683.8112 | 2683.8112 | 2683.8112 | 2683.8112 | 2683.8112 | 2683.8112 | 2683.8112 | 2683.8112 | 2683.8112 | 2683.8112 | 2683.8112 | 2586.2736 | 2415.7579 | 1401.4909 | 0 | 0 | 0 | 0 | 0 | 0 | 0 | 0 | 0 | 0 | 0 | 0 | 0 | 38609.2573
| 2019 CPAS | 13.3991 | 30440.758 | 25356.7077 |  |  |  | 25356.7077 | 25356.7077 | 25301.4188 | 25200.3171 | 25169.7616 | 25169.7616 | 24884.7811 | 24820.011 | 24693.7641 | 24515.6739 | 24330.0136 | 22328.0588 | 20456.3801 | 16802.5462 | 13600.9509 | 8078.3942 | 4763.613 | 3303.6753 | 1714.0754 | 1714.0754 | 1711.7162 | 1676.1146 | 1249.4661 | 885.3211 | 699.4388 | 52.6657 | 49.0455 | 0 | 373884.4554
| Offering | Measure Life | First-Year Verified Gross MWh | NTGR | CPAS (Verified Net MWh) | bar: CPAS - Verified Net MWh 2018 to CPAS - Verified Net MWh 2030
[5 empty] | 2018 | 2019 | 2020 | 2021 | 2022 | 2023 | 2024 | 2025 | 2026 | 2027 | 2028 | 2029 | 2030 | 2031 | 2032
| Custom Incentives | 15.4039 | 21661.4263 | 0.822 |  | 17805.6925 | 17805.6925 | 17750.4036 | 17649.3019 | 17618.7464 | 17618.7464 | 17618.7464 | 17604.7013 | 17485.1825 | 17360.6982 | 17249.4485 | 17160.331 | 15808.8958 | 12442.9638
| New Construction Lighting | 12.5325 | 5921.1727 | 0.822 |  | 4867.204 | 4867.204 | 4867.204 | 4867.204 | 4867.204 | 4867.204 | 4582.2235 | 4531.4985 | 4524.7704 | 4471.1645 | 4396.7538 | 2483.9166 | 2061.2108 | 1943.8246
| Total |  | 27582.599 | 0.822 |  | 22672.8964 | 22672.8964 | 22617.6076 | 22516.5058 | 22485.9503 | 22485.9503 | 22200.9699 | 22136.1997 | 22009.9529 | 21831.8627 | 21646.2023 | 19644.2476 | 17870.1065 | 14386.7884
| Expiring 2019 CPAS |  |  |  |  | 0 | 0 | 55.2888 | 156.3906 | 186.9461 | 186.9461 | 471.9265 | 536.6967 | 662.9435 | 841.0337 | 1026.6941 | 3028.6488 | 4802.7899 | 8286.108
| Expired 2019 CPAS |  |  |  |  | 0 | 0 | 0 | 0 | 0 | 0 | 0 | 0 | 0 | 0 | 0 | 0 | 0 | 0
| Offering | Measure Life | First-Year Verified Gross MWh | NTGR | CPAS (Verified Net MWh) 2018: CPAS (Verified Net MWh)
[5 empty] | 2033 | 2034 | 2035 | 2036 | 2037 | 2038 | 2039 | 2040 | 2041 | 2042 | 2043 | 2044 | 2045 | 2046 | 2047
| Custom Incentives | 15.4039 | 21661.4263 | 0.822 | 10688.9181 | 7255.3251 | 4444.4118 | 3156.6852 | 1714.0754 | 1714.0754 | 1711.7162 | 1676.1146 | 1249.4661 | 885.3211 | 699.4388 | 52.6657 | 49.0455 | 0 | 0
| New Construction Lighting | 12.5325 | 5921.1727 | 0.822 | 1510.5419 | 823.0691 | 319.2011 | 146.9901 | 0 | 0 | 0 | 0 | 0 | 0 | 0 | 0 | 0 | 0 | 0
| Total |  | 27582.599 | 0.29288 | 12199.46 | 8078.3942 | 4763.613 | 3303.6753 | 1714.0754 | 1714.0754 | 1711.7162 | 1676.1146 | 1249.4661 | 885.3211 | 699.4388 | 52.6657 | 49.0455 | 0 | 0
| Expiring 2019 CPAS |  |  |  | 10473.4364 | 14594.5022 | 17909.2834 | 19369.2211 | 20958.821 | 20958.821 | 20961.1802 | 20996.7818 | 21423.4303 | 21787.5753 | 21973.4576 | 22620.2307 | 22623.851 | 22672.8964 | 0
| Expired 2019 CPAS |  |  |  | 0 | 0 | 0 | 0 | 0 | 0 | 0 | 0 | 0 | 0 | 0 | 0 | 0 | 0 | 0
| WAML | 14.7875
| Offering | Measure Life | First-Year Verified Gross MWh | NTGR | CPAS (Verified Net MWh) 2033: CPAS (Verified Net MWh)
[5 empty] | 2018 | 2019 | 2020 | 2021 | 2022 | 2023 | 2024 | 2025 | 2026 | 2027 | 2028 | 2029 | 2030 | 2031 | 2032
| Custom Gas Conversion | 14.386 | 2858.1589 | 0.939 |  | 2683.8112 | 2683.8112 | 2683.8112 | 2683.8112 | 2683.8112 | 2683.8112 | 2683.8112 | 2683.8112 | 2683.8112 | 2683.8112 | 2683.8112 | 2683.8112 | 2586.2736 | 2415.7579
| Total |  | 2858.1589 | 0.939 |  | 2683.8112 | 2683.8112 | 2683.8112 | 2683.8112 | 2683.8112 | 2683.8112 | 2683.8112 | 2683.8112 | 2683.8112 | 2683.8112 | 2683.8112 | 2683.8112 | 2586.2736 | 2415.7579
| Expiring 2019 CPAS |  |  |  |  | 0 | 0 | 0 | 0 | 0 | 0 | 0 | 0 | 0 | 0 | 0 | 0 | 97.5376 | 170.5157
| Expired 2019 CPAS |  |  |  |  | 0 | 0 | 0 | 0 | 0 | 0 | 0 | 0 | 0 | 0 | 0 | 0 | 0 | 0
| Offering | Measure Life | First-Year Verified Gross MWh | NTGR | CPAS (Verified Net MWh) 2018: CPAS (Verified Net MWh)
[5 empty] | 2033 | 2034 | 2035 | 2036 | 2037 | 2038 | 2039 | 2040 | 2041 | 2042 | 2043 | 2044 | 2045 | 2046 | 2047
| Custom Gas Conversion | 14.386 | 2858.1589 | 0.939 | 1401.4909 | 0 | 0 | 0 | 0 | 0 | 0 | 0 | 0 | 0 | 0 | 0 | 0 | 0 | 0
| Total |  | 2858.1589 | 0.939 | 1401.4909 | 0 | 0 | 0 | 0 | 0 | 0 | 0 | 0 | 0 | 0 | 0 | 0 | 0 | 0
| Expiring 2019 CPAS |  |  |  | 1014.267 | 1401.4909 | 0 | 0 | 0 | 0 | 0 | 0 | 0 | 0 | 0 | 0 | 0 | 0 | 0
| Expired 2019 CPAS |  |  |  | 1282.3204 | 2683.8112 | 2683.8112 | 2683.8112 | 2683.8112 | 2683.8112 | 2683.8112 | 2683.8112 | 2683.8112 | 2683.8112 | 2683.8112 | 2683.8112 | 2683.8112 | 2683.8112 | 2683.8112
| WAML | 14.386

## RCx (Project-Level)
2019 Retro-Commissioning Initiative Project-Level CPAS
[7 empty] | 1 | 2 | 3 | 4 | 5 | 6 | 7 | 8 | 9 | 10 | 11 | 12 | 13 | 14 | 15 | 16 | 17 | 18 | 19 | 20 | 21 | 22 | 23 | 24 | 25 | 26 | 27 | 28
Project ID | Offering | Measure Life | First-Year Verified Gross Savings (kWh) | NTGR | First-Year Verified Net Savings (kWh) | CPAS - Verified Net kWh | [28 empty] | Lifetime Savings
[6 empty] | 2018 | 2019 | 2020 | 2021 | 2022 | 2023 | 2024 | 2025 | 2026 | 2027 | 2028 | 2029 | 2030 | 2031 | 2032 | 2033 | 2034 | 2035 | 2036 | 2037 | 2038 | 2039 | 2040 | 2041 | 2042 | 2043 | 2044 | 2045 | 2046
1800147 | CARx - Compressed Air Retro Commissioning | 5 | 162473.8243 | 0.89 | 144601.7037 |  | 144601.7037 | 144601.7037 | 144601.7037 | 144601.7037 | 144601.7037 | 0 | 0 | 0 | 0 | 0 | 0 | 0 | 0 | 0 | 0 | 0 | 0 | 0 | 0 | 0 | 0 | 0 | 0 | 0 | 0 | 0 | 0 | 0 | 723008.5183
1801273 | CARx - Compressed Air Retro Commissioning | 5 | 147939.2781 | 0.89 | 131665.9575 |  | 131665.9575 | 131665.9575 | 131665.9575 | 131665.9575 | 131665.9575 | 0 | 0 | 0 | 0 | 0 | 0 | 0 | 0 | 0 | 0 | 0 | 0 | 0 | 0 | 0 | 0 | 0 | 0 | 0 | 0 | 0 | 0 | 0 | 658329.7875
1801464 | CARx - Compressed Air Retro Commissioning | 5 | 28268.1071 | 0.89 | 25158.6154 |  | 25158.6154 | 25158.6154 | 25158.6154 | 25158.6154 | 25158.6154 | 0 | 0 | 0 | 0 | 0 | 0 | 0 | 0 | 0 | 0 | 0 | 0 | 0 | 0 | 0 | 0 | 0 | 0 | 0 | 0 | 0 | 0 | 0 | 125793.0768
1801577 | CARx - Compressed Air Retro Commissioning | 5 | 64831.8357 | 0.89 | 57700.3338 |  | 57700.3338 | 57700.3338 | 57700.3338 | 57700.3338 | 57700.3338 | 0 | 0 | 0 | 0 | 0 | 0 | 0 | 0 | 0 | 0 | 0 | 0 | 0 | 0 | 0 | 0 | 0 | 0 | 0 | 0 | 0 | 0 | 0 | 288501.6691
1801926 | CARx - Compressed Air Retro Commissioning | 5 | 281570.33 | 0.89 | 250597.5937 |  | 250597.5937 | 250597.5937 | 250597.5937 | 250597.5937 | 250597.5937 | 0 | 0 | 0 | 0 | 0 | 0 | 0 | 0 | 0 | 0 | 0 | 0 | 0 | 0 | 0 | 0 | 0 | 0 | 0 | 0 | 0 | 0 | 0 | 1252987.9686
1801951 | CARx - Compressed Air Retro Commissioning | 1.97 | 246162.1896 | 0.89 | 219084.3488 |  | 219084.3488 | 212511.8183 | 0 | 0 | 0 | 0 | 0 | 0 | 0 | 0 | 0 | 0 | 0 | 0 | 0 | 0 | 0 | 0 | 0 | 0 | 0 | 0 | 0 | 0 | 0 | 0 | 0 | 0 | 431596.1671
1802138 | CARx - Compressed Air Retro Commissioning | 3.77 | 182724.7776 | 0.89 | 162625.052 |  | 162625.052 | 162625.052 | 162625.052 | 125221.2901 | 0 | 0 | 0 | 0 | 0 | 0 | 0 | 0 | 0 | 0 | 0 | 0 | 0 | 0 | 0 | 0 | 0 | 0 | 0 | 0 | 0 | 0 | 0 | 0 | 613096.4461
1900310 | CARx - Compressed Air Retro Commissioning | 5 | 319859.0973 | 0.89 | 284674.5966 |  | 284674.5966 | 284674.5966 | 284674.5966 | 284674.5966 | 284674.5966 | 0 | 0 | 0 | 0 | 0 | 0 | 0 | 0 | 0 | 0 | 0 | 0 | 0 | 0 | 0 | 0 | 0 | 0 | 0 | 0 | 0 | 0 | 0 | 1423372.9832
1900562 | CARx - Compressed Air Retro Commissioning | 5 | 57537.4459 | 0.89 | 51208.3269 |  | 51208.3269 | 51208.3269 | 51208.3269 | 51208.3269 | 51208.3269 | 0 | 0 | 0 | 0 | 0 | 0 | 0 | 0 | 0 | 0 | 0 | 0 | 0 | 0 | 0 | 0 | 0 | 0 | 0 | 0 | 0 | 0 | 0 | 256041.6344
1900690 | CARx - Compressed Air Retro Commissioning | 5 | 289212.0312 | 0.89 | 257398.7077 |  | 257398.7077 | 257398.7077 | 257398.7077 | 257398.7077 | 257398.7077 | 0 | 0 | 0 | 0 | 0 | 0 | 0 | 0 | 0 | 0 | 0 | 0 | 0 | 0 | 0 | 0 | 0 | 0 | 0 | 0 | 0 | 0 | 0 | 1286993.5387
1900903 | CARx - Compressed Air Retro Commissioning | 5 | 406020.2963 | 0.89 | 361358.0637 |  | 361358.0637 | 361358.0637 | 361358.0637 | 361358.0637 | 361358.0637 | 0 | 0 | 0 | 0 | 0 | 0 | 0 | 0 | 0 | 0 | 0 | 0 | 0 | 0 | 0 | 0 | 0 | 0 | 0 | 0 | 0 | 0 | 0 | 1806790.3183
1900904 | CARx - Compressed Air Retro Commissioning | 5 | 356305.626 | 0.89 | 317112.0071 |  | 317112.0071 | 317112.0071 | 317112.0071 | 317112.0071 | 317112.0071 | 0 | 0 | 0 | 0 | 0 | 0 | 0 | 0 | 0 | 0 | 0 | 0 | 0 | 0 | 0 | 0 | 0 | 0 | 0 | 0 | 0 | 0 | 0 | 1585560.0355
1900950 | CARx - Compressed Air Retro Commissioning | 5 | 123004.438 | 0.89 | 109473.9498 |  | 109473.9498 | 109473.9498 | 109473.9498 | 109473.9498 | 109473.9498 | 0 | 0 | 0 | 0 | 0 | 0 | 0 | 0 | 0 | 0 | 0 | 0 | 0 | 0 | 0 | 0 | 0 | 0 | 0 | 0 | 0 | 0 | 0 | 547369.7492
1901013 | CARx - Compressed Air Retro Commissioning | 5 | 359059.4027 | 0.89 | 319562.8684 |  | 319562.8684 | 319562.8684 | 319562.8684 | 319562.8684 | 319562.8684 | 0 | 0 | 0 | 0 | 0 | 0 | 0 | 0 | 0 | 0 | 0 | 0 | 0 | 0 | 0 | 0 | 0 | 0 | 0 | 0 | 0 | 0 | 0 | 1597814.3418
1901092 | CARx - Compressed Air Retro Commissioning | 5 | 173969.2518 | 0.89 | 154832.6341 |  | 154832.6341 | 154832.6341 | 154832.6341 | 154832.6341 | 154832.6341 | 0 | 0 | 0 | 0 | 0 | 0 | 0 | 0 | 0 | 0 | 0 | 0 | 0 | 0 | 0 | 0 | 0 | 0 | 0 | 0 | 0 | 0 | 0 | 774163.1705
1901093 | CARx - Compressed Air Retro Commissioning | 5 | 482846.7613 | 0.89 | 429733.6176 |  | 429733.6176 | 429733.6176 | 429733.6176 | 429733.6176 | 429733.6176 | 0 | 0 | 0 | 0 | 0 | 0 | 0 | 0 | 0 | 0 | 0 | 0 | 0 | 0 | 0 | 0 | 0 | 0 | 0 | 0 | 0 | 0 | 0 | 2148668.0878
1900005 | LFRCx - Large Facility Retrocommissioning | 7.5 | 642434 | 0.89 | 571766.26 |  | 571766.26 | 571766.26 | 571766.26 | 571766.26 | 571766.26 | 571766.26 | 571766.26 | 285883.13 | 0 | 0 | 0 | 0 | 0 | 0 | 0 | 0 | 0 | 0 | 0 | 0 | 0 | 0 | 0 | 0 | 0 | 0 | 0 | 0 | 4288246.95
1000346 | LFRCx - Large Facility Retrocommissioning | 7.5 | 23276 | 0.89 | 20715.64 |  | 20715.64 | 20715.64 | 20715.64 | 20715.64 | 20715.64 | 20715.64 | 20715.64 | 10357.82 | 0 | 0 | 0 | 0 | 0 | 0 | 0 | 0 | 0 | 0 | 0 | 0 | 0 | 0 | 0 | 0 | 0 | 0 | 0 | 0 | 155367.3
1900333 | LFRCx - Large Facility Retrocommissioning | 7.5 | 224317 | 0.89 | 199642.13 |  | 199642.13 | 199642.13 | 199642.13 | 199642.13 | 199642.13 | 199642.13 | 199642.13 | 99821.065 | 0 | 0 | 0 | 0 | 0 | 0 | 0 | 0 | 0 | 0 | 0 | 0 | 0 | 0 | 0 | 0 | 0 | 0 | 0 | 0 | 1497315.975
1901122 | RCx - Lite Retrocommissioning | 7.5 | 108206 | 0.89 | 96303.34 |  | 96303.34 | 96303.34 | 96303.34 | 96303.34 | 96303.34 | 96303.34 | 96303.34 | 48151.67 | 0 | 0 | 0 | 0 | 0 | 0 | 0 | 0 | 0 | 0 | 0 | 0 | 0 | 0 | 0 | 0 | 0 | 0 | 0 | 0 | 722275.05
2019 CPAS |  |  | 4680017.693 |  | 4165215.7467 |  | 4165215.7467 | 4158643.2163 | 3946131.398 | 3908727.636 | 3783506.3459 | 888427.37 | 888427.37 | 444213.685 | 0 | 0 | 0 | 0 | 0 | 0 | 0 | 0 | 0 | 0 | 0 | 0 | 0 | 0 | 0 | 0 | 0 | 0 | 0 | 0 | 22183292.768
Expiring 2019 CPAS | [6 empty] | 0 | 6572.5305 | 212511.8183 | 37403.762 | 125221.2901 | 2895078.9759 | 0 | 444213.685 | 444213.685 | 0 | 0 | 0 | 0 | 0 | 0 | 0 | 0 | 0 | 0 | 0 | 0 | 0 | 0 | 0 | 0 | 0 | 0 | 0
Expired 2019 CPAS | [6 empty] | 0 | 6572.5305 | 219084.3488 | 256488.1107 | 381709.4008 | 3276788.3767 | 3276788.3767 | 3721002.0617 | 4165215.7467 | 4165215.7467 | 4165215.7467 | 4165215.7467 | 4165215.7467 | 4165215.7467 | 4165215.7467 | 4165215.7467 | 4165215.7467 | 4165215.7467 | 4165215.7467 | 4165215.7467 | 4165215.7467 | 4165215.7467 | 4165215.7467 | 4165215.7467 | 4165215.7467 | 4165215.7467 | 4165215.7467 | 4165215.7467
WAML |  | 5.3258

## Portfolio
2019 Portfolio CPAS and WAML
Initiative | WAML | First-Year Verified Gross Savings (MWh) | NTGR | CPAS – Verified Net Savings (MWh) | [6 empty] | Lifetime Savings (MWh)
|  |  |  | 2018 | 2019 | 2020 | 2021 | … | 2030 | …
Retail Products | 9.1484 | 114126.6857 | 0.71649 |  | 81770.4185 | 81770.4185 | 49955.1352 | … | 23.7218 | … | 419630.7797
IQ - CAA | 14.942 | 814.9419 | 1 |  | 814.9419 | 814.9419 | 554.911 | … | 414.775 | … | 10188.0695
IQ - SF | 14.6767 | 9332.499 | 1 |  | 9332.499 | 9332.499 | 7808.5111 | … | 3818.829 | … | 102090.677
IQ - MF | 10.7315 | 1629.973 | 1 |  | 1629.973 | 1629.973 | 1459.7833 | … | 126.9004 | … | 15304.2979
IQ - Smart Savers | 11 | 2824.2426 | 1 |  | 2824.2426 | 2824.2426 | 2824.2426 | … | 0 | … | 31066.6681
IQ - SF (gas conversion) | 18.4731 | 13120.7291 | 1 |  | 13120.7291 | 13120.7291 | 13120.7291 | … | 6996.6861 | … | 188626.5625
Public Housing | 10.4085 | 1161.7834 | 1 |  | 1161.7834 | 1161.7834 | 768.1403 | … | 91.669 | … | 8605.4726
Behavior Modification | 5 | 1060.9634 | 1 |  | 1060.9634 | 783.3305 | 484.1746 | … | 0 | … | 2699.544
HVAC | 16.481 | 9129.8455 | 0.75472 |  | 6890.4831 | 6890.4831 | 6890.4831 | … | 3953.5872 | … | 83824.8042
Appliance Recycling | 6.5 | 5146.7659 | 0.54128 |  | 2785.8607 | 2785.8607 | 2785.8607 | … | 0 | … | 20893.9552
Multifamily | 10.3091 | 1424.1223 | 0.92073 |  | 1311.2311 | 1311.2311 | 1141.1984 | … | 3.1315 | … | 12014.72
DD - School Kits | 8.7889 | 2013.7878 | 0.93055 |  | 1873.9268 | 1873.9268 | 1340.1044 | … | 0 | … | 12585.7635
DD - Appliance Recycling Kits | 8.9041 | 120.1721 | 1 |  | 120.1721 | 120.1721 | 84.842 | … | 0 | … | 792.8556
DD - Community Kits | 9.0887 | 980.2225 | 1 |  | 980.2225 | 980.2225 | 641.9988 | … | 0.4393 | … | 6240.9233
Residential NPSO | 9.5197 | 4119.9673 | N/A |  | 2966.4794 | 3067.7774 | 2025.4932 | … | 140.1992 | … | 17999.5425
Standard | 13.299 | 199497.1906 | 0.86603 |  | 172770.8757 | 172740.8658 | 171413.0308 | … | 122622.9856 | … | 2158752.705
Custom | 14.7875 | 27582.599 | 0.822 |  | 22672.8964 | 22672.8964 | 22617.6076 | … | 19644.2476 | … | 335275.1982
Custom (gas conversion) | 14.386 | 2858.1589 | 0.939 |  | 2683.8112 | 2683.8112 | 2683.8112 | … | 2683.8112 | … | 38609.2573
Retro-Commissioning | 5.3258 | 4680.0177 | 0.89 |  | 4165.2157 | 4158.6432 | 3946.1314 | … | 0 | … | 22183.2928
Streetlighting | 12 | 4013.8687 | 1 |  | 4013.8687 | 4013.8687 | 4013.8687 | … | 3323.9085 | … | 42646.743
Building Operator Certification | 14.8712 | 322.1043 | N/A |  | 322.1043 | 322.1043 | 322.1043 | … | 302.5677 | … | 4648.422
Voltage Optimization | 15 | 9174.5946 | N/A |  | 9174.5946 | 9174.5946 | 9174.5946 | … | 9174.5946 | … | 137618.9194
2019 CPAS |  | 415135.2353 | 0.82972 |  | 344447.2933 | 344234.376 | 306056.7563 | … | 173322.0537 | … | 3672299.1732
Expiring 2019 CPAS |  |  |  |  | 0 | 212.9173 | 38177.6197 | … | 45128.4639 | …
Expired 2019 CPAS |  |  |  |  | 0 | 212.9173 | 38390.537 | … | 171125.2396 | …
WAML | 12.2482

## Residential
2019 Residential Program CPAS and WAML
Initiative | WAML | First-Year Verified Gross Savings (MWh) | NTGR | CPAS – Verified Net Savings (MWh) | [6 empty] | Lifetime Savings (MWh)
|  |  |  | 2018 | 2019 | 2020 | 2021 | … | 2030 | …
Retail Products | 9.1484 | 114126.6857 | 0.71649 |  | 81770.4185 | 81770.4185 | 49955.1352 | … | 23.7218 | … | 419630.7797
IQ - CAA | 14.942 | 814.9419 | 1 |  | 814.9419 | 814.9419 | 554.911 | … | 414.775 | … | 10188.0695
IQ - SF | 14.6767 | 9332.499 | 1 |  | 9332.499 | 9332.499 | 7808.5111 | … | 3818.829 | … | 102090.677
IQ - MF | 10.7315 | 1629.973 | 1 |  | 1629.973 | 1629.973 | 1459.7833 | … | 126.9004 | … | 15304.2979
IQ - Smart Savers | 11 | 2824.2426 | 1 |  | 2824.2426 | 2824.2426 | 2824.2426 | … | 0 | … | 31066.6681
IQ - SF (gas conversion) | 18.4731 | 13120.7291 | 1 |  | 13120.7291 | 13120.7291 | 13120.7291 | … | 6996.6861 | … | 188626.5625
Public Housing | 10.4085 | 1161.7834 | 1 |  | 1161.7834 | 1161.7834 | 768.1403 | … | 91.669 | … | 8605.4726
Behavior Modification | 5 | 1060.9634 | 1 |  | 1060.9634 | 783.3305 | 484.1746 | … | 0 | … | 2699.544
HVAC | 16.481 | 9129.8455 | 0.75472 |  | 6890.4831 | 6890.4831 | 6890.4831 | … | 3953.5872 | … | 83824.8042
Appliance Recycling | 6.5 | 5146.7659 | 0.54128 |  | 2785.8607 | 2785.8607 | 2785.8607 | … | 0 | … | 20893.9552
Multifamily | 10.3091 | 1424.1223 | 0.92073 |  | 1311.2311 | 1311.2311 | 1141.1984 | … | 3.1315 | … | 12014.72
DD - School Kits | 8.7889 | 2013.7878 | 0.93055 |  | 1873.9268 | 1873.9268 | 1340.1044 | … | 0 | … | 12585.7635
DD - Appliance Recycling Kits | 8.9041 | 120.1721 | 1 |  | 120.1721 | 120.1721 | 84.842 | … | 0 | … | 792.8556
DD - Community Kits | 9.0887 | 980.2225 | 1 |  | 980.2225 | 980.2225 | 641.9988 | … | 0.4393 | … | 6240.9233
Residential NPSO | 9.5197 | 4119.9673 | N/A |  | 2966.4794 | 3067.7774 | 2025.4932 | … | 140.1992 | … | 17999.5425
2019 CPAS |  | 167006.7014 | 0.77029 |  | 128643.9265 | 128467.5916 | 91885.6076 | … | 15569.9384 | … | 932564.6356
Expiring 2019 CPAS |  |  |  |  | 0 | 176.3349 | 36581.984 | … | 14301.9719 | …
Expired 2019 CPAS |  |  |  |  | 0 | 176.3349 | 36758.3189 | … | 113073.9881 | …
WAML | 10.5808

## Business
2019 Business Program CPAS and WAML
Initiative | WAML | First-Year Verified Gross Savings (MWh) | NTGR | CPAS – Verified Net Savings (MWh) | [6 empty] | Lifetime Savings (MWh)
|  |  |  | 2018 | 2019 | 2020 | 2021 | … | 2030 | …
Standard | 13.299 | 199497.1906 | 0.86603 |  | 172770.8757 | 172740.8658 | 171413.0308 | … | 122622.9856 | … | 2158752.705
Custom | 14.7875 | 27582.599 | 0.822 |  | 22672.8964 | 22672.8964 | 22617.6076 | … | 19644.2476 | … | 335275.1982
Custom (gas conversion) | 14.386 | 2858.1589 | 0.939 |  | 2683.8112 | 2683.8112 | 2683.8112 | … | 2683.8112 | … | 38609.2573
Retro-Commissioning | 5.3258 | 4680.0177 | 0.89 |  | 4165.2157 | 4158.6432 | 3946.1314 | … | 0 | … | 22183.2928
Streetlighting | 12 | 4013.8687 | 1 |  | 4013.8687 | 4013.8687 | 4013.8687 | … | 3323.9085 | … | 42646.743
Building Operator Certification | 14.8712 | 322.1043 | N/A |  | 322.1043 | 322.1043 | 322.1043 | … | 302.5677 | … | 4648.422
2019 CPAS |  | 238953.9393 | 0.86472 |  | 206628.7721 | 206592.1898 | 204996.5541 | … | 148577.5206 | … | 2602115.6182
Expiring 2019 CPAS |  |  |  |  | 0 | 36.5824 | 1595.6357 | … | 30826.492 | …
Expired 2019 CPAS |  |  |  |  | 0 | 36.5824 | 1632.2181 | … | 58051.2515 | …
WAML | 13.308